## Storage_dispatch_results_Test_s
Run on a MSNT machine on 02/18/20 23:31:37.
Optimal solution found within time limit: | Yes
Renewable Capacity (MW) | 5
Renewable Penetration for Input (%) | 1
hydrogen use | 0
NPV of actual operating profit | -307404.4
total electricity input (MWh) | 6859.856
total electricity output (MWh) | 3429.928
output to input ratio | 0.5
input capacity factor | 0.15662
output capacity factor | 0.078309
average regup (MW) | 0
average regdn (MW) | 0
average spinres (MW) | 0
average nonspinres (MW) | 0
number of input power system starts | 8760
number of output power system starts | 8760
arbitrage revenue ($) | -15922.93
regup revenue ($) | 0
regdn revenue ($) | 0
spinres revenue ($) | 0
nonspinres revenue ($) | 0 | CF | 15.66% | 7.831% |  | Equivalent cycles | 13.7197
hydrogen revenue ($) | 0 | Max | 4.4566 | 1.1848 | [12 empty] | 8.857%
REC revenue ($) | 0
LCFS revenue ($) | 0 |  | 7048
startup costs ($) | 0 |  | 500
| 6859.856 | 3429.928 | 2082742.2959 | 0 | 0 | 0 | 0 | 0 | 0 | 0 | 0 | 0 | 0 | 6200.281 | 10566.0514 | 0 | 935.8424
Interval | Input Power (MW) | Output Power (MW) | Storage Level (MW-h) | Input Reg Up (MW) | Output Reg Up (MW) | Input Reg Dn (MW) | Output Reg Dn (MW) | Input Spin (MW) | Output Spin (MW) | Input Nonspin (MW) | Output Nonspin (MW) | Product Sold (units of product) | Non-Ren Import (MW) | Load Profile (MW) | Renewable Input (MW) | Renewables Sold (MW) | Curtailment (MW)
1 | 0 | 0.61937 | 249.1241 | 0 | 0 | 0 | 0 | 0 | 0 | 0 | 0 | 0 | 0 | 0.61937 | 0 | 0 | 0
2 | 0 | 0.59828 | 248.278 | 0 | 0 | 0 | 0 | 0 | 0 | 0 | 0 | 0 | 0 | 0.59828 | 0 | 0 | 0
3 | 0 | 0.58263 | 247.454 | 0 | 0 | 0 | 0 | 0 | 0 | 0 | 0 | 0 | 0 | 0.58263 | 0 | 0 | 0
4 | 0 | 0.57342 | 246.6431 | 0 | 0 | 0 | 0 | 0 | 0 | 0 | 0 | 0 | 0 | 0.57342 | 0 | 0 | 0
5 | 0 | 0.57452 | 245.8306 | 0 | 0 | 0 | 0 | 0 | 0 | 0 | 0 | 0 | 0 | 0.57452 | 0 | 0 | 0
6 | 0 | 0.58738 | 244.9999 | 0 | 0 | 0 | 0 | 0 | 0 | 0 | 0 | 0 | 0 | 0.58738 | 0 | 0 | 0
7 | 0 | 0.60895 | 244.1387 | 0 | 0 | 0 | 0 | 0 | 0 | 0 | 0 | 0 | 0 | 0.60895 | 0 | 0 | 0
8 | 0 | 0.49471 | 243.4391 | 0 | 0 | 0 | 0 | 0 | 0 | 0 | 0 | 0 | 0 | 0.60796 | 0.11325 | 0 | 0
9 | 1.386 | 0 | 244.4192 | 0 | 0 | 0 | 0 | 0 | 0 | 0 | 0 | 0 | 0 | 0.59115 | 1.9772 | 0 | 0
10 | 0 | 0 | 244.4192 | 0 | 0 | 0 | 0 | 0 | 0 | 0 | 0 | 0 | 0 | 0.57306 | 3.1237 | 0 | 2.5506
11 | 0 | 0 | 244.4192 | 0 | 0 | 0 | 0 | 0 | 0 | 0 | 0 | 0 | 0 | 0.55612 | 3.7912 | 0 | 3.235
12 | 0 | 0 | 244.4192 | 0 | 0 | 0 | 0 | 0 | 0 | 0 | 0 | 0 | 0 | 0.5399 | 4.0838 | 0 | 3.5439
13 | 3.504 | 0 | 246.8969 | 0 | 0 | 0 | 0 | 0 | 0 | 0 | 0 | 0 | 0 | 0.52771 | 4.0317 | 0 | 0
14 | 3.1472 | 0 | 249.1223 | 0 | 0 | 0 | 0 | 0 | 0 | 0 | 0 | 0 | 0 | 0.53009 | 3.6772 | 0 | 0
15 | 2.4385 | 0 | 250.8465 | 0 | 0 | 0 | 0 | 0 | 0 | 0 | 0 | 0 | 0 | 0.54753 | 2.986 | 0 | 0
16 | 1.3844 | 0 | 251.8254 | 0 | 0 | 0 | 0 | 0 | 0 | 0 | 0 | 0 | 0 | 0.58329 | 1.9676 | 0 | 0
17 | 0 | 0.076102 | 251.7178 | 0 | 0 | 0 | 0 | 0 | 0 | 0 | 0 | 0 | 0 | 0.6514 | 0.5753 | 0 | 0
18 | 0 | 0.74146 | 250.6692 | 0 | 0 | 0 | 0 | 0 | 0 | 0 | 0 | 0 | 0 | 0.74146 | 0 | 0 | 0
19 | 0 | 0.76058 | 249.5936 | 0 | 0 | 0 | 0 | 0 | 0 | 0 | 0 | 0 | 0 | 0.76058 | 0 | 0 | 0
20 | 0 | 0.7555 | 248.5251 | 0 | 0 | 0 | 0 | 0 | 0 | 0 | 0 | 0 | 0 | 0.7555 | 0 | 0 | 0
21 | 0 | 0.74429 | 247.4726 | 0 | 0 | 0 | 0 | 0 | 0 | 0 | 0 | 0 | 0 | 0.74429 | 0 | 0 | 0
22 | 0 | 0.71561 | 246.4605 | 0 | 0 | 0 | 0 | 0 | 0 | 0 | 0 | 0 | 0 | 0.71561 | 0 | 0 | 0
23 | 0 | 0.67171 | 245.5106 | 0 | 0 | 0 | 0 | 0 | 0 | 0 | 0 | 0 | 0 | 0.67171 | 0 | 0 | 0
24 | 0 | 0.63007 | 244.6195 | 0 | 0 | 0 | 0 | 0 | 0 | 0 | 0 | 0 | 0 | 0.63007 | 0 | 0 | 0
25 | 0 | 0.60098 | 243.7696 | 0 | 0 | 0 | 0 | 0 | 0 | 0 | 0 | 0 | 0 | 0.60098 | 0 | 0 | 0
26 | 0 | 0.58142 | 242.9474 | 0 | 0 | 0 | 0 | 0 | 0 | 0 | 0 | 0 | 0 | 0.58142 | 0 | 0 | 0
27 | 0 | 0.57277 | 242.1373 | 0 | 0 | 0 | 0 | 0 | 0 | 0 | 0 | 0 | 0 | 0.57277 | 0 | 0 | 0
28 | 0 | 0.57654 | 241.322 | 0 | 0 | 0 | 0 | 0 | 0 | 0 | 0 | 0 | 0 | 0.57654 | 0 | 0 | 0
29 | 0 | 0.5988 | 240.4752 | 0 | 0 | 0 | 0 | 0 | 0 | 0 | 0 | 0 | 0 | 0.5988 | 0 | 0 | 0
30 | 0 | 0.64277 | 239.5661 | 0 | 0 | 0 | 0 | 0 | 0 | 0 | 0 | 0 | 0 | 0.64277 | 0 | 0 | 0
31 | 0 | 0.70456 | 238.5697 | 0 | 0 | 0 | 0 | 0 | 0 | 0 | 0 | 0 | 0 | 0.70456 | 0 | 0 | 0
32 | 0 | 0.65452 | 237.6441 | 0 | 0 | 0 | 0 | 0 | 0 | 0 | 0 | 0 | 0 | 0.73267 | 0.07815 | 0 | 0
33 | 0 | 0 | 237.6441 | 0 | 0 | 0 | 0 | 0 | 0 | 0 | 0 | 0 | 0 | 0.72336 | 1.4791 | 0 | 0.75579
34 | 1.7625 | 0 | 238.8904 | 0 | 0 | 0 | 0 | 0 | 0 | 0 | 0 | 0 | 0 | 0.69273 | 2.4552 | 0 | 0
35 | 0.75336 | 0 | 239.4231 | 0 | 0 | 0 | 0 | 0 | 0 | 0 | 0 | 0 | 0 | 0.66629 | 1.4197 | 0 | 0
36 | 1.5694 | 0 | 240.5328 | 0 | 0 | 0 | 0 | 0 | 0 | 0 | 0 | 0 | 0 | 0.64467 | 2.214 | 0 | 0
37 | 1.9016 | 0 | 241.8774 | 0 | 0 | 0 | 0 | 0 | 0 | 0 | 0 | 0 | 0 | 0.63039 | 2.532 | 0 | 0
38 | 1.9626 | 0 | 243.2652 | 0 | 0 | 0 | 0 | 0 | 0 | 0 | 0 | 0 | 0 | 0.63067 | 2.5933 | 0 | 0
39 | 0.49678 | 0 | 243.6165 | 0 | 0 | 0 | 0 | 0 | 0 | 0 | 0 | 0 | 0 | 0.64097 | 1.1378 | 0 | 0
40 | 0 | 0 | 243.6165 | 0 | 0 | 0 | 0 | 0 | 0 | 0 | 0 | 0 | 0 | 0.67138 | 0.6722 | 0 | 0.000824
41 | 0 | 0.64024 | 242.7111 | 0 | 0 | 0 | 0 | 0 | 0 | 0 | 0 | 0 | 0 | 0.72846 | 0.088225 | 0 | 0
42 | 0 | 0.80713 | 241.5696 | 0 | 0 | 0 | 0 | 0 | 0 | 0 | 0 | 0 | 0 | 0.80713 | 0 | 0 | 0
43 | 0 | 0.82301 | 240.4057 | 0 | 0 | 0 | 0 | 0 | 0 | 0 | 0 | 0 | 0 | 0.82301 | 0 | 0 | 0
44 | 0 | 0.8188 | 239.2477 | 0 | 0 | 0 | 0 | 0 | 0 | 0 | 0 | 0 | 0 | 0.8188 | 0 | 0 | 0
45 | 0 | 0.80693 | 238.1066 | 0 | 0 | 0 | 0 | 0 | 0 | 0 | 0 | 0 | 0 | 0.80693 | 0 | 0 | 0
46 | 0 | 0.77283 | 237.0136 | 0 | 0 | 0 | 0 | 0 | 0 | 0 | 0 | 0 | 0 | 0.77283 | 0 | 0 | 0
47 | 0 | 0.72216 | 235.9923 | 0 | 0 | 0 | 0 | 0 | 0 | 0 | 0 | 0 | 0 | 0.72216 | 0 | 0 | 0
48 | 0 | 0.67553 | 235.037 | 0 | 0 | 0 | 0 | 0 | 0 | 0 | 0 | 0 | 0 | 0.67553 | 0 | 0 | 0
49 | 0 | 0.63788 | 234.1349 | 0 | 0 | 0 | 0 | 0 | 0 | 0 | 0 | 0 | 0 | 0.63788 | 0 | 0 | 0
50 | 0 | 0.61404 | 233.2665 | 0 | 0 | 0 | 0 | 0 | 0 | 0 | 0 | 0 | 0 | 0.61404 | 0 | 0 | 0
51 | 0 | 0.60445 | 232.4117 | 0 | 0 | 0 | 0 | 0 | 0 | 0 | 0 | 0 | 0 | 0.60445 | 0 | 0 | 0
52 | 0 | 0.60504 | 231.556 | 0 | 0 | 0 | 0 | 0 | 0 | 0 | 0 | 0 | 0 | 0.60504 | 0 | 0 | 0
53 | 0 | 0.62492 | 230.6723 | 0 | 0 | 0 | 0 | 0 | 0 | 0 | 0 | 0 | 0 | 0.62492 | 0 | 0 | 0
54 | 0 | 0.66797 | 229.7276 | 0 | 0 | 0 | 0 | 0 | 0 | 0 | 0 | 0 | 0 | 0.66797 | 0 | 0 | 0
55 | 0 | 0.73333 | 228.6905 | 0 | 0 | 0 | 0 | 0 | 0 | 0 | 0 | 0 | 0 | 0.73333 | 0 | 0 | 0
56 | 0 | 0.69708 | 227.7047 | 0 | 0 | 0 | 0 | 0 | 0 | 0 | 0 | 0 | 0 | 0.76366 | 0.066575 | 0 | 0
57 | 0 | 0 | 227.7047 | 0 | 0 | 0 | 0 | 0 | 0 | 0 | 0 | 0 | 0 | 0.75016 | 1.3594 | 0 | 0.60919
58 | 1.633 | 0 | 228.8594 | 0 | 0 | 0 | 0 | 0 | 0 | 0 | 0 | 0 | 0 | 0.7163 | 2.3493 | 0 | 0
59 | 2.0502 | 0 | 230.3091 | 0 | 0 | 0 | 0 | 0 | 0 | 0 | 0 | 0 | 0 | 0.68873 | 2.7389 | 0 | 0
60 | 2.6338 | 0 | 232.1715 | 0 | 0 | 0 | 0 | 0 | 0 | 0 | 0 | 0 | 0 | 0.66485 | 3.2986 | 0 | 0
61 | 1.4078 | 0 | 233.167 | 0 | 0 | 0 | 0 | 0 | 0 | 0 | 0 | 0 | 0 | 0.65321 | 2.061 | 0 | 0
62 | 1.3629 | 0 | 234.1307 | 0 | 0 | 0 | 0 | 0 | 0 | 0 | 0 | 0 | 0 | 0.65732 | 2.0202 | 0 | 0
63 | 0 | 0.23094 | 233.8041 | 0 | 0 | 0 | 0 | 0 | 0 | 0 | 0 | 0 | 0 | 0.66879 | 0.43785 | 0 | 0
64 | 0 | 0.45313 | 233.1633 | 0 | 0 | 0 | 0 | 0 | 0 | 0 | 0 | 0 | 0 | 0.68873 | 0.2356 | 0 | 0
65 | 0 | 0.71065 | 232.1583 | 0 | 0 | 0 | 0 | 0 | 0 | 0 | 0 | 0 | 0 | 0.73708 | 0.026425 | 0 | 0
66 | 0 | 0.80648 | 231.0178 | 0 | 0 | 0 | 0 | 0 | 0 | 0 | 0 | 0 | 0 | 0.80648 | 0 | 0 | 0
67 | 0 | 0.81999 | 229.8581 | 0 | 0 | 0 | 0 | 0 | 0 | 0 | 0 | 0 | 0 | 0.81999 | 0 | 0 | 0
68 | 0 | 0.81386 | 228.7071 | 0 | 0 | 0 | 0 | 0 | 0 | 0 | 0 | 0 | 0 | 0.81386 | 0 | 0 | 0
69 | 0 | 0.79835 | 227.5781 | 0 | 0 | 0 | 0 | 0 | 0 | 0 | 0 | 0 | 0 | 0.79835 | 0 | 0 | 0
70 | 0 | 0.76293 | 226.4992 | 0 | 0 | 0 | 0 | 0 | 0 | 0 | 0 | 0 | 0 | 0.76293 | 0 | 0 | 0
71 | 0 | 0.71259 | 225.4914 | 0 | 0 | 0 | 0 | 0 | 0 | 0 | 0 | 0 | 0 | 0.71259 | 0 | 0 | 0
72 | 0 | 0.66538 | 224.5504 | 0 | 0 | 0 | 0 | 0 | 0 | 0 | 0 | 0 | 0 | 0.66538 | 0 | 0 | 0
73 | 0 | 0.63317 | 223.655 | 0 | 0 | 0 | 0 | 0 | 0 | 0 | 0 | 0 | 0 | 0.63317 | 0 | 0 | 0
74 | 0 | 0.61074 | 222.7913 | 0 | 0 | 0 | 0 | 0 | 0 | 0 | 0 | 0 | 0 | 0.61074 | 0 | 0 | 0
75 | 0 | 0.60051 | 221.942 | 0 | 0 | 0 | 0 | 0 | 0 | 0 | 0 | 0 | 0 | 0.60051 | 0 | 0 | 0
76 | 0 | 0.60057 | 221.0927 | 0 | 0 | 0 | 0 | 0 | 0 | 0 | 0 | 0 | 0 | 0.60057 | 0 | 0 | 0
77 | 0 | 0.61998 | 220.2159 | 0 | 0 | 0 | 0 | 0 | 0 | 0 | 0 | 0 | 0 | 0.61998 | 0 | 0 | 0
78 | 0 | 0.66283 | 219.2785 | 0 | 0 | 0 | 0 | 0 | 0 | 0 | 0 | 0 | 0 | 0.66283 | 0 | 0 | 0
79 | 0 | 0.72841 | 218.2484 | 0 | 0 | 0 | 0 | 0 | 0 | 0 | 0 | 0 | 0 | 0.72841 | 0 | 0 | 0
80 | 0 | 0.74345 | 217.197 | 0 | 0 | 0 | 0 | 0 | 0 | 0 | 0 | 0 | 0 | 0.75575 | 0.0123 | 0 | 0
81 | 0 | 0.41627 | 216.6083 | 0 | 0 | 0 | 0 | 0 | 0 | 0 | 0 | 0 | 0 | 0.74547 | 0.3292 | 0 | 0
82 | 0 | 0.055114 | 216.5303 | 0 | 0 | 0 | 0 | 0 | 0 | 0 | 0 | 0 | 0 | 0.71901 | 0.6639 | 0 | 0
83 | 0.27848 | 0 | 216.7273 | 0 | 0 | 0 | 0 | 0 | 0 | 0 | 0 | 0 | 0 | 0.69012 | 0.9686 | 0 | 0
84 | 0 | 0.058986 | 216.6438 | 0 | 0 | 0 | 0 | 0 | 0 | 0 | 0 | 0 | 0 | 0.66629 | 0.6073 | 0 | 0
85 | 0.65686 | 0 | 217.1083 | 0 | 0 | 0 | 0 | 0 | 0 | 0 | 0 | 0 | 0 | 0.65154 | 1.3084 | 0 | 0
86 | 0.46525 | 0 | 217.4373 | 0 | 0 | 0 | 0 | 0 | 0 | 0 | 0 | 0 | 0 | 0.64995 | 1.1152 | 0 | 0
87 | 0 | 0.001524 | 217.4351 | 0 | 0 | 0 | 0 | 0 | 0 | 0 | 0 | 0 | 0 | 0.65657 | 0.65505 | 0 | 0
88 | 0 | 0.31524 | 216.9893 | 0 | 0 | 0 | 0 | 0 | 0 | 0 | 0 | 0 | 0 | 0.68009 | 0.36485 | 0 | 0
89 | 0 | 0.6758 | 216.0336 | 0 | 0 | 0 | 0 | 0 | 0 | 0 | 0 | 0 | 0 | 0.72785 | 0.05205 | 0 | 0
90 | 0 | 0.79234 | 214.9131 | 0 | 0 | 0 | 0 | 0 | 0 | 0 | 0 | 0 | 0 | 0.79234 | 0 | 0 | 0
91 | 0 | 0.80076 | 213.7806 | 0 | 0 | 0 | 0 | 0 | 0 | 0 | 0 | 0 | 0 | 0.80076 | 0 | 0 | 0
92 | 0 | 0.78817 | 212.666 | 0 | 0 | 0 | 0 | 0 | 0 | 0 | 0 | 0 | 0 | 0.78817 | 0 | 0 | 0
93 | 0 | 0.7708 | 211.5759 | 0 | 0 | 0 | 0 | 0 | 0 | 0 | 0 | 0 | 0 | 0.7708 | 0 | 0 | 0
94 | 0 | 0.73994 | 210.5295 | 0 | 0 | 0 | 0 | 0 | 0 | 0 | 0 | 0 | 0 | 0.73994 | 0 | 0 | 0
95 | 0 | 0.69696 | 209.5438 | 0 | 0 | 0 | 0 | 0 | 0 | 0 | 0 | 0 | 0 | 0.69696 | 0 | 0 | 0
96 | 0 | 0.6538 | 208.6192 | 0 | 0 | 0 | 0 | 0 | 0 | 0 | 0 | 0 | 0 | 0.6538 | 0 | 0 | 0
97 | 0 | 0.6198 | 207.7427 | 0 | 0 | 0 | 0 | 0 | 0 | 0 | 0 | 0 | 0 | 0.6198 | 0 | 0 | 0
98 | 0 | 0.59345 | 206.9034 | 0 | 0 | 0 | 0 | 0 | 0 | 0 | 0 | 0 | 0 | 0.59345 | 0 | 0 | 0
99 | 0 | 0.59066 | 206.0681 | 0 | 0 | 0 | 0 | 0 | 0 | 0 | 0 | 0 | 0 | 0.59066 | 0 | 0 | 0
100 | 0 | 0.58288 | 205.2438 | 0 | 0 | 0 | 0 | 0 | 0 | 0 | 0 | 0 | 0 | 0.58288 | 0 | 0 | 0
101 | 0 | 0.58648 | 204.4144 | 0 | 0 | 0 | 0 | 0 | 0 | 0 | 0 | 0 | 0 | 0.58648 | 0 | 0 | 0
102 | 0 | 0.60389 | 203.5603 | 0 | 0 | 0 | 0 | 0 | 0 | 0 | 0 | 0 | 0 | 0.60389 | 0 | 0 | 0
103 | 0 | 0.63577 | 202.6612 | 0 | 0 | 0 | 0 | 0 | 0 | 0 | 0 | 0 | 0 | 0.63577 | 0 | 0 | 0
104 | 0 | 0.65913 | 201.7291 | 0 | 0 | 0 | 0 | 0 | 0 | 0 | 0 | 0 | 0 | 0.65913 | 0 | 0 | 0
105 | 0 | 0.48979 | 201.0364 | 0 | 0 | 0 | 0 | 0 | 0 | 0 | 0 | 0 | 0 | 0.68784 | 0.19805 | 0 | 0
106 | 0 | 0.29009 | 200.6262 | 0 | 0 | 0 | 0 | 0 | 0 | 0 | 0 | 0 | 0 | 0.70999 | 0.4199 | 0 | 0
107 | 1.5686 | 0 | 201.7353 | 0 | 0 | 0 | 0 | 0 | 0 | 0 | 0 | 0 | 0 | 0.70838 | 2.277 | 0 | 0
108 | 3.2789 | 0 | 204.0539 | 0 | 0 | 0 | 0 | 0 | 0 | 0 | 0 | 0 | 0 | 0.70815 | 3.987 | 0 | 0
109 | 0 | 0.42182 | 203.4573 | 0 | 0 | 0 | 0 | 0 | 0 | 0 | 0 | 0 | 0 | 0.70282 | 0.281 | 0 | 0
110 | 0 | 0.42183 | 202.8608 | 0 | 0 | 0 | 0 | 0 | 0 | 0 | 0 | 0 | 0 | 0.70078 | 0.27895 | 0 | 0
111 | 0 | 0.15571 | 202.6406 | 0 | 0 | 0 | 0 | 0 | 0 | 0 | 0 | 0 | 0 | 0.70586 | 0.55015 | 0 | 0
112 | 0 | 0.41069 | 202.0598 | 0 | 0 | 0 | 0 | 0 | 0 | 0 | 0 | 0 | 0 | 0.71201 | 0.30133 | 0 | 0
113 | 0 | 0.69184 | 201.0814 | 0 | 0 | 0 | 0 | 0 | 0 | 0 | 0 | 0 | 0 | 0.73404 | 0.0422 | 0 | 0
114 | 0 | 0.77649 | 199.9832 | 0 | 0 | 0 | 0 | 0 | 0 | 0 | 0 | 0 | 0 | 0.77649 | 0 | 0 | 0
115 | 0 | 0.77634 | 198.8853 | 0 | 0 | 0 | 0 | 0 | 0 | 0 | 0 | 0 | 0 | 0.77634 | 0 | 0 | 0
116 | 0 | 0.76216 | 197.8075 | 0 | 0 | 0 | 0 | 0 | 0 | 0 | 0 | 0 | 0 | 0.76216 | 0 | 0 | 0
117 | 0 | 0.74231 | 196.7577 | 0 | 0 | 0 | 0 | 0 | 0 | 0 | 0 | 0 | 0 | 0.74231 | 0 | 0 | 0
118 | 0 | 0.71389 | 195.7481 | 0 | 0 | 0 | 0 | 0 | 0 | 0 | 0 | 0 | 0 | 0.71389 | 0 | 0 | 0
119 | 0 | 0.67292 | 194.7964 | 0 | 0 | 0 | 0 | 0 | 0 | 0 | 0 | 0 | 0 | 0.67292 | 0 | 0 | 0
120 | 0 | 0.63545 | 193.8978 | 0 | 0 | 0 | 0 | 0 | 0 | 0 | 0 | 0 | 0 | 0.63545 | 0 | 0 | 0
121 | 0 | 0.60841 | 193.0374 | 0 | 0 | 0 | 0 | 0 | 0 | 0 | 0 | 0 | 0 | 0.60841 | 0 | 0 | 0
122 | 0 | 0.58494 | 192.2101 | 0 | 0 | 0 | 0 | 0 | 0 | 0 | 0 | 0 | 0 | 0.58494 | 0 | 0 | 0
123 | 0 | 0.57029 | 191.4036 | 0 | 0 | 0 | 0 | 0 | 0 | 0 | 0 | 0 | 0 | 0.57029 | 0 | 0 | 0
124 | 0 | 0.56245 | 190.6082 | 0 | 0 | 0 | 0 | 0 | 0 | 0 | 0 | 0 | 0 | 0.56245 | 0 | 0 | 0
125 | 0 | 0.56467 | 189.8096 | 0 | 0 | 0 | 0 | 0 | 0 | 0 | 0 | 0 | 0 | 0.56467 | 0 | 0 | 0
126 | 0 | 0.56852 | 189.0056 | 0 | 0 | 0 | 0 | 0 | 0 | 0 | 0 | 0 | 0 | 0.56852 | 0 | 0 | 0
127 | 0 | 0.58785 | 188.1743 | 0 | 0 | 0 | 0 | 0 | 0 | 0 | 0 | 0 | 0 | 0.58785 | 0 | 0 | 0
128 | 0 | 0.52831 | 187.4271 | 0 | 0 | 0 | 0 | 0 | 0 | 0 | 0 | 0 | 0 | 0.60066 | 0.07235 | 0 | 0
129 | 0.85209 | 0 | 188.0297 | 0 | 0 | 0 | 0 | 0 | 0 | 0 | 0 | 0 | 0 | 0.60816 | 1.4603 | 0 | 0
130 | 1.9181 | 0 | 189.386 | 0 | 0 | 0 | 0 | 0 | 0 | 0 | 0 | 0 | 0 | 0.61952 | 2.5377 | 0 | 0
131 | 0 | 0.41897 | 188.7935 | 0 | 0 | 0 | 0 | 0 | 0 | 0 | 0 | 0 | 0 | 0.62643 | 0.20745 | 0 | 0
132 | 1.866 | 0 | 190.1129 | 0 | 0 | 0 | 0 | 0 | 0 | 0 | 0 | 0 | 0 | 0.62504 | 2.491 | 0 | 0
133 | 1.8469 | 0 | 191.4189 | 0 | 0 | 0 | 0 | 0 | 0 | 0 | 0 | 0 | 0 | 0.63008 | 2.477 | 0 | 0
134 | 0.41962 | 0 | 191.7156 | 0 | 0 | 0 | 0 | 0 | 0 | 0 | 0 | 0 | 0 | 0.63638 | 1.056 | 0 | 0
135 | 0.43874 | 0 | 192.0259 | 0 | 0 | 0 | 0 | 0 | 0 | 0 | 0 | 0 | 0 | 0.64791 | 1.0866 | 0 | 0
136 | 0 | 0.074562 | 191.9204 | 0 | 0 | 0 | 0 | 0 | 0 | 0 | 0 | 0 | 0 | 0.66526 | 0.5907 | 0 | 0
137 | 0 | 0.62422 | 191.0376 | 0 | 0 | 0 | 0 | 0 | 0 | 0 | 0 | 0 | 0 | 0.70337 | 0.07915 | 0 | 0
138 | 0 | 0.76726 | 189.9526 | 0 | 0 | 0 | 0 | 0 | 0 | 0 | 0 | 0 | 0 | 0.76726 | 0 | 0 | 0
139 | 0 | 0.7761 | 188.855 | 0 | 0 | 0 | 0 | 0 | 0 | 0 | 0 | 0 | 0 | 0.7761 | 0 | 0 | 0
140 | 0 | 0.76481 | 187.7734 | 0 | 0 | 0 | 0 | 0 | 0 | 0 | 0 | 0 | 0 | 0.76481 | 0 | 0 | 0
141 | 0 | 0.74402 | 186.7212 | 0 | 0 | 0 | 0 | 0 | 0 | 0 | 0 | 0 | 0 | 0.74402 | 0 | 0 | 0
142 | 0 | 0.70554 | 185.7234 | 0 | 0 | 0 | 0 | 0 | 0 | 0 | 0 | 0 | 0 | 0.70554 | 0 | 0 | 0
143 | 0 | 0.6679 | 184.7789 | 0 | 0 | 0 | 0 | 0 | 0 | 0 | 0 | 0 | 0 | 0.6679 | 0 | 0 | 0
144 | 0 | 0.6242 | 183.8961 | 0 | 0 | 0 | 0 | 0 | 0 | 0 | 0 | 0 | 0 | 0.6242 | 0 | 0 | 0
145 | 0 | 0.58922 | 183.0628 | 0 | 0 | 0 | 0 | 0 | 0 | 0 | 0 | 0 | 0 | 0.58922 | 0 | 0 | 0
146 | 0 | 0.57204 | 182.2538 | 0 | 0 | 0 | 0 | 0 | 0 | 0 | 0 | 0 | 0 | 0.57204 | 0 | 0 | 0
147 | 0 | 0.56929 | 181.4487 | 0 | 0 | 0 | 0 | 0 | 0 | 0 | 0 | 0 | 0 | 0.56929 | 0 | 0 | 0
148 | 0 | 0.56905 | 180.644 | 0 | 0 | 0 | 0 | 0 | 0 | 0 | 0 | 0 | 0 | 0.56905 | 0 | 0 | 0
149 | 0 | 0.57627 | 179.829 | 0 | 0 | 0 | 0 | 0 | 0 | 0 | 0 | 0 | 0 | 0.57627 | 0 | 0 | 0
150 | 0 | 0.61325 | 178.9617 | 0 | 0 | 0 | 0 | 0 | 0 | 0 | 0 | 0 | 0 | 0.61325 | 0 | 0 | 0
151 | 0 | 0.69136 | 177.984 | 0 | 0 | 0 | 0 | 0 | 0 | 0 | 0 | 0 | 0 | 0.69136 | 0 | 0 | 0
152 | 0 | 0.61943 | 177.108 | 0 | 0 | 0 | 0 | 0 | 0 | 0 | 0 | 0 | 0 | 0.73247 | 0.11305 | 0 | 0
153 | 0.78585 | 0 | 177.6637 | 0 | 0 | 0 | 0 | 0 | 0 | 0 | 0 | 0 | 0 | 0.7296 | 1.5154 | 0 | 0
154 | 2.0105 | 0 | 179.0854 | 0 | 0 | 0 | 0 | 0 | 0 | 0 | 0 | 0 | 0 | 0.71728 | 2.7278 | 0 | 0
155 | 2.9692 | 0 | 181.1849 | 0 | 0 | 0 | 0 | 0 | 0 | 0 | 0 | 0 | 0 | 0.69856 | 3.6678 | 0 | 0
156 | 3.4119 | 0 | 183.5975 | 0 | 0 | 0 | 0 | 0 | 0 | 0 | 0 | 0 | 0 | 0.68596 | 4.0979 | 0 | 0
157 | 2.5477 | 0 | 185.3991 | 0 | 0 | 0 | 0 | 0 | 0 | 0 | 0 | 0 | 0 | 0.67687 | 3.2246 | 0 | 0
158 | 2.1248 | 0 | 186.9015 | 0 | 0 | 0 | 0 | 0 | 0 | 0 | 0 | 0 | 0 | 0.67702 | 2.8018 | 0 | 0
159 | 1.4713 | 0 | 187.9419 | 0 | 0 | 0 | 0 | 0 | 0 | 0 | 0 | 0 | 0 | 0.68236 | 2.1537 | 0 | 0
160 | 1.1347 | 0 | 188.7443 | 0 | 0 | 0 | 0 | 0 | 0 | 0 | 0 | 0 | 0 | 0.70078 | 1.8355 | 0 | 0
161 | 0 | 0.1931 | 188.4712 | 0 | 0 | 0 | 0 | 0 | 0 | 0 | 0 | 0 | 0 | 0.73625 | 0.54315 | 0 | 0
162 | 0 | 0.79989 | 187.34 | 0 | 0 | 0 | 0 | 0 | 0 | 0 | 0 | 0 | 0 | 0.79989 | 0 | 0 | 0
163 | 0 | 0.80635 | 186.1996 | 0 | 0 | 0 | 0 | 0 | 0 | 0 | 0 | 0 | 0 | 0.80635 | 0 | 0 | 0
164 | 0 | 0.79324 | 185.0778 | 0 | 0 | 0 | 0 | 0 | 0 | 0 | 0 | 0 | 0 | 0.79324 | 0 | 0 | 0
165 | 0 | 0.77092 | 183.9876 | 0 | 0 | 0 | 0 | 0 | 0 | 0 | 0 | 0 | 0 | 0.77092 | 0 | 0 | 0
166 | 0 | 0.72644 | 182.9602 | 0 | 0 | 0 | 0 | 0 | 0 | 0 | 0 | 0 | 0 | 0.72644 | 0 | 0 | 0
167 | 0 | 0.67397 | 182.0071 | 0 | 0 | 0 | 0 | 0 | 0 | 0 | 0 | 0 | 0 | 0.67397 | 0 | 0 | 0
168 | 0 | 0.62825 | 181.1186 | 0 | 0 | 0 | 0 | 0 | 0 | 0 | 0 | 0 | 0 | 0.62825 | 0 | 0 | 0
169 | 0 | 0.59687 | 180.2745 | 0 | 0 | 0 | 0 | 0 | 0 | 0 | 0 | 0 | 0 | 0.59687 | 0 | 0 | 0
170 | 0 | 0.58295 | 179.4501 | 0 | 0 | 0 | 0 | 0 | 0 | 0 | 0 | 0 | 0 | 0.58295 | 0 | 0 | 0
171 | 0 | 0.57005 | 178.6439 | 0 | 0 | 0 | 0 | 0 | 0 | 0 | 0 | 0 | 0 | 0.57005 | 0 | 0 | 0
172 | 0 | 0.56834 | 177.8402 | 0 | 0 | 0 | 0 | 0 | 0 | 0 | 0 | 0 | 0 | 0.56834 | 0 | 0 | 0
173 | 0 | 0.58778 | 177.0089 | 0 | 0 | 0 | 0 | 0 | 0 | 0 | 0 | 0 | 0 | 0.58778 | 0 | 0 | 0
174 | 0 | 0.62979 | 176.1183 | 0 | 0 | 0 | 0 | 0 | 0 | 0 | 0 | 0 | 0 | 0.62979 | 0 | 0 | 0
175 | 0 | 0.7034 | 175.1235 | 0 | 0 | 0 | 0 | 0 | 0 | 0 | 0 | 0 | 0 | 0.7034 | 0 | 0 | 0
176 | 0 | 0.47873 | 174.4465 | 0 | 0 | 0 | 0 | 0 | 0 | 0 | 0 | 0 | 0 | 0.72918 | 0.25045 | 0 | 0
177 | 1.0242 | 0 | 175.1707 | 0 | 0 | 0 | 0 | 0 | 0 | 0 | 0 | 0 | 0 | 0.72666 | 1.7509 | 0 | 0
178 | 1.0499 | 0 | 175.9131 | 0 | 0 | 0 | 0 | 0 | 0 | 0 | 0 | 0 | 0 | 0.71856 | 1.7685 | 0 | 0
179 | 0 | 0 | 175.9131 | 0 | 0 | 0 | 0 | 0 | 0 | 0 | 0 | 0 | 0 | 0.70363 | 2.225 | 0 | 1.5214
180 | 1.5105 | 0 | 176.9812 | 0 | 0 | 0 | 0 | 0 | 0 | 0 | 0 | 0 | 0 | 0.69527 | 2.2058 | 0 | 0
181 | 3.4311 | 0 | 179.4074 | 0 | 0 | 0 | 0 | 0 | 0 | 0 | 0 | 0 | 0 | 0.68904 | 4.1201 | 0 | 0
182 | 3.0724 | 0 | 181.5799 | 0 | 0 | 0 | 0 | 0 | 0 | 0 | 0 | 0 | 0 | 0.68733 | 3.7597 | 0 | 0
183 | 2.3643 | 0 | 183.2518 | 0 | 0 | 0 | 0 | 0 | 0 | 0 | 0 | 0 | 0 | 0.68956 | 3.0539 | 0 | 0
184 | 1.289 | 0 | 184.1632 | 0 | 0 | 0 | 0 | 0 | 0 | 0 | 0 | 0 | 0 | 0.70448 | 1.9934 | 0 | 0
185 | 0 | 0.10042 | 184.0212 | 0 | 0 | 0 | 0 | 0 | 0 | 0 | 0 | 0 | 0 | 0.73237 | 0.63195 | 0 | 0
186 | 0 | 0.78916 | 182.9052 | 0 | 0 | 0 | 0 | 0 | 0 | 0 | 0 | 0 | 0 | 0.78916 | 0 | 0 | 0
187 | 0 | 0.79326 | 181.7833 | 0 | 0 | 0 | 0 | 0 | 0 | 0 | 0 | 0 | 0 | 0.79326 | 0 | 0 | 0
188 | 0 | 0.77903 | 180.6816 | 0 | 0 | 0 | 0 | 0 | 0 | 0 | 0 | 0 | 0 | 0.77903 | 0 | 0 | 0
189 | 0 | 0.75744 | 179.6104 | 0 | 0 | 0 | 0 | 0 | 0 | 0 | 0 | 0 | 0 | 0.75744 | 0 | 0 | 0
190 | 0 | 0.72069 | 178.5912 | 0 | 0 | 0 | 0 | 0 | 0 | 0 | 0 | 0 | 0 | 0.72069 | 0 | 0 | 0
191 | 0 | 0.66915 | 177.6449 | 0 | 0 | 0 | 0 | 0 | 0 | 0 | 0 | 0 | 0 | 0.66915 | 0 | 0 | 0
192 | 0 | 0.62674 | 176.7585 | 0 | 0 | 0 | 0 | 0 | 0 | 0 | 0 | 0 | 0 | 0.62674 | 0 | 0 | 0
193 | 0 | 0.60153 | 175.9079 | 0 | 0 | 0 | 0 | 0 | 0 | 0 | 0 | 0 | 0 | 0.60153 | 0 | 0 | 0
194 | 0 | 0.58167 | 175.0853 | 0 | 0 | 0 | 0 | 0 | 0 | 0 | 0 | 0 | 0 | 0.58167 | 0 | 0 | 0
195 | 0 | 0.56949 | 174.2799 | 0 | 0 | 0 | 0 | 0 | 0 | 0 | 0 | 0 | 0 | 0.56949 | 0 | 0 | 0
196 | 0 | 0.56761 | 173.4772 | 0 | 0 | 0 | 0 | 0 | 0 | 0 | 0 | 0 | 0 | 0.56761 | 0 | 0 | 0
197 | 0 | 0.58556 | 172.6491 | 0 | 0 | 0 | 0 | 0 | 0 | 0 | 0 | 0 | 0 | 0.58556 | 0 | 0 | 0
198 | 0 | 0.61928 | 171.7733 | 0 | 0 | 0 | 0 | 0 | 0 | 0 | 0 | 0 | 0 | 0.61928 | 0 | 0 | 0
199 | 0 | 0.69461 | 170.7909 | 0 | 0 | 0 | 0 | 0 | 0 | 0 | 0 | 0 | 0 | 0.69461 | 0 | 0 | 0
200 | 0 | 0.70564 | 169.793 | 0 | 0 | 0 | 0 | 0 | 0 | 0 | 0 | 0 | 0 | 0.72951 | 0.023875 | 0 | 0
201 | 0 | 0.2298 | 169.468 | 0 | 0 | 0 | 0 | 0 | 0 | 0 | 0 | 0 | 0 | 0.72017 | 0.49038 | 0 | 0
202 | 0 | 0 | 169.468 | 0 | 0 | 0 | 0 | 0 | 0 | 0 | 0 | 0 | 0 | 0.70401 | 0.9414 | 0 | 0.23739
203 | 1.0744 | 0 | 170.2278 | 0 | 0 | 0 | 0 | 0 | 0 | 0 | 0 | 0 | 0 | 0.68878 | 1.7632 | 0 | 0
204 | 1.443 | 0 | 171.2481 | 0 | 0 | 0 | 0 | 0 | 0 | 0 | 0 | 0 | 0 | 0.67446 | 2.1175 | 0 | 0
205 | 0 | 0.02739 | 171.2094 | 0 | 0 | 0 | 0 | 0 | 0 | 0 | 0 | 0 | 0 | 0.67444 | 0.64705 | 0 | 0
206 | 0.68023 | 0 | 171.6904 | 0 | 0 | 0 | 0 | 0 | 0 | 0 | 0 | 0 | 0 | 0.67942 | 1.3597 | 0 | 0
207 | 0 | 0 | 171.6904 | 0 | 0 | 0 | 0 | 0 | 0 | 0 | 0 | 0 | 0 | 0.68586 | 0.84125 | 0 | 0.15539
208 | 0 | 0.22008 | 171.3792 | 0 | 0 | 0 | 0 | 0 | 0 | 0 | 0 | 0 | 0 | 0.69903 | 0.47895 | 0 | 0
209 | 0 | 0.6368 | 170.4786 | 0 | 0 | 0 | 0 | 0 | 0 | 0 | 0 | 0 | 0 | 0.72145 | 0.08465 | 0 | 0
210 | 0 | 0.78349 | 169.3706 | 0 | 0 | 0 | 0 | 0 | 0 | 0 | 0 | 0 | 0 | 0.78349 | 0 | 0 | 0
211 | 0 | 0.79253 | 168.2498 | 0 | 0 | 0 | 0 | 0 | 0 | 0 | 0 | 0 | 0 | 0.79253 | 0 | 0 | 0
212 | 0 | 0.77779 | 167.1498 | 0 | 0 | 0 | 0 | 0 | 0 | 0 | 0 | 0 | 0 | 0.77779 | 0 | 0 | 0
213 | 0 | 0.75586 | 166.0808 | 0 | 0 | 0 | 0 | 0 | 0 | 0 | 0 | 0 | 0 | 0.75586 | 0 | 0 | 0
214 | 0 | 0.71971 | 165.063 | 0 | 0 | 0 | 0 | 0 | 0 | 0 | 0 | 0 | 0 | 0.71971 | 0 | 0 | 0
215 | 0 | 0.67563 | 164.1075 | 0 | 0 | 0 | 0 | 0 | 0 | 0 | 0 | 0 | 0 | 0.67563 | 0 | 0 | 0
216 | 0 | 0.63241 | 163.2132 | 0 | 0 | 0 | 0 | 0 | 0 | 0 | 0 | 0 | 0 | 0.63241 | 0 | 0 | 0
217 | 0 | 0.5988 | 162.3663 | 0 | 0 | 0 | 0 | 0 | 0 | 0 | 0 | 0 | 0 | 0.5988 | 0 | 0 | 0
218 | 0 | 0.57857 | 161.5481 | 0 | 0 | 0 | 0 | 0 | 0 | 0 | 0 | 0 | 0 | 0.57857 | 0 | 0 | 0
219 | 0 | 0.56837 | 160.7443 | 0 | 0 | 0 | 0 | 0 | 0 | 0 | 0 | 0 | 0 | 0.56837 | 0 | 0 | 0
220 | 0 | 0.56766 | 159.9415 | 0 | 0 | 0 | 0 | 0 | 0 | 0 | 0 | 0 | 0 | 0.56766 | 0 | 0 | 0
221 | 0 | 0.58495 | 159.1143 | 0 | 0 | 0 | 0 | 0 | 0 | 0 | 0 | 0 | 0 | 0.58495 | 0 | 0 | 0
222 | 0 | 0.63038 | 158.2228 | 0 | 0 | 0 | 0 | 0 | 0 | 0 | 0 | 0 | 0 | 0.63038 | 0 | 0 | 0
223 | 0 | 0.70652 | 157.2236 | 0 | 0 | 0 | 0 | 0 | 0 | 0 | 0 | 0 | 0 | 0.70652 | 0 | 0 | 0
224 | 0 | 0.65058 | 156.3035 | 0 | 0 | 0 | 0 | 0 | 0 | 0 | 0 | 0 | 0 | 0.73373 | 0.08315 | 0 | 0
225 | 0.89903 | 0 | 156.9393 | 0 | 0 | 0 | 0 | 0 | 0 | 0 | 0 | 0 | 0 | 0.72517 | 1.6242 | 0 | 0
226 | 0 | 0 | 156.9393 | 0 | 0 | 0 | 0 | 0 | 0 | 0 | 0 | 0 | 0 | 0.70769 | 1.25 | 0 | 0.54231
227 | 0.98918 | 0 | 157.6387 | 0 | 0 | 0 | 0 | 0 | 0 | 0 | 0 | 0 | 0 | 0.68337 | 1.6725 | 0 | 0
228 | 3.228 | 0 | 159.9212 | 0 | 0 | 0 | 0 | 0 | 0 | 0 | 0 | 0 | 0 | 0.66441 | 3.8924 | 0 | 0
229 | 3.2224 | 0 | 162.1998 | 0 | 0 | 0 | 0 | 0 | 0 | 0 | 0 | 0 | 0 | 0.6524 | 3.8748 | 0 | 0
230 | 2.4458 | 0 | 163.9293 | 0 | 0 | 0 | 0 | 0 | 0 | 0 | 0 | 0 | 0 | 0.65236 | 3.0982 | 0 | 0
231 | 1.4841 | 0 | 164.9787 | 0 | 0 | 0 | 0 | 0 | 0 | 0 | 0 | 0 | 0 | 0.6619 | 2.146 | 0 | 0
232 | 1.3823 | 0 | 165.9562 | 0 | 0 | 0 | 0 | 0 | 0 | 0 | 0 | 0 | 0 | 0.68025 | 2.0626 | 0 | 0
233 | 0 | 0 | 165.9562 | 0 | 0 | 0 | 0 | 0 | 0 | 0 | 0 | 0 | 0 | 0.71302 | 0.7511 | 0 | 0.038077
234 | 0 | 0.7749 | 164.8603 | 0 | 0 | 0 | 0 | 0 | 0 | 0 | 0 | 0 | 0 | 0.7749 | 0 | 0 | 0
235 | 0 | 0.78696 | 163.7474 | 0 | 0 | 0 | 0 | 0 | 0 | 0 | 0 | 0 | 0 | 0.78696 | 0 | 0 | 0
236 | 0 | 0.77634 | 162.6495 | 0 | 0 | 0 | 0 | 0 | 0 | 0 | 0 | 0 | 0 | 0.77634 | 0 | 0 | 0
237 | 0 | 0.75892 | 161.5762 | 0 | 0 | 0 | 0 | 0 | 0 | 0 | 0 | 0 | 0 | 0.75892 | 0 | 0 | 0
238 | 0 | 0.72331 | 160.5533 | 0 | 0 | 0 | 0 | 0 | 0 | 0 | 0 | 0 | 0 | 0.72331 | 0 | 0 | 0
239 | 0 | 0.68001 | 159.5916 | 0 | 0 | 0 | 0 | 0 | 0 | 0 | 0 | 0 | 0 | 0.68001 | 0 | 0 | 0
240 | 0 | 0.63636 | 158.6917 | 0 | 0 | 0 | 0 | 0 | 0 | 0 | 0 | 0 | 0 | 0.63636 | 0 | 0 | 0
241 | 0 | 0.60623 | 157.8343 | 0 | 0 | 0 | 0 | 0 | 0 | 0 | 0 | 0 | 0 | 0.60623 | 0 | 0 | 0
242 | 0 | 0.58601 | 157.0056 | 0 | 0 | 0 | 0 | 0 | 0 | 0 | 0 | 0 | 0 | 0.58601 | 0 | 0 | 0
243 | 0 | 0.57398 | 156.1938 | 0 | 0 | 0 | 0 | 0 | 0 | 0 | 0 | 0 | 0 | 0.57398 | 0 | 0 | 0
244 | 0 | 0.57263 | 155.384 | 0 | 0 | 0 | 0 | 0 | 0 | 0 | 0 | 0 | 0 | 0.57263 | 0 | 0 | 0
245 | 0 | 0.59025 | 154.5493 | 0 | 0 | 0 | 0 | 0 | 0 | 0 | 0 | 0 | 0 | 0.59025 | 0 | 0 | 0
246 | 0 | 0.63223 | 153.6552 | 0 | 0 | 0 | 0 | 0 | 0 | 0 | 0 | 0 | 0 | 0.63223 | 0 | 0 | 0
247 | 0 | 0.7052 | 152.6579 | 0 | 0 | 0 | 0 | 0 | 0 | 0 | 0 | 0 | 0 | 0.7052 | 0 | 0 | 0
248 | 0 | 0.61799 | 151.7839 | 0 | 0 | 0 | 0 | 0 | 0 | 0 | 0 | 0 | 0 | 0.73179 | 0.1138 | 0 | 0
249 | 1.0258 | 0 | 152.5093 | 0 | 0 | 0 | 0 | 0 | 0 | 0 | 0 | 0 | 0 | 0.73257 | 1.7584 | 0 | 0
250 | 2.1699 | 0 | 154.0436 | 0 | 0 | 0 | 0 | 0 | 0 | 0 | 0 | 0 | 0 | 0.72754 | 2.8975 | 0 | 0
251 | 2.2003 | 0 | 155.5995 | 0 | 0 | 0 | 0 | 0 | 0 | 0 | 0 | 0 | 0 | 0.71141 | 2.9118 | 0 | 0
252 | 3.3243 | 0 | 157.9501 | 0 | 0 | 0 | 0 | 0 | 0 | 0 | 0 | 0 | 0 | 0.6908 | 4.0151 | 0 | 0
253 | 2.2989 | 0 | 159.5757 | 0 | 0 | 0 | 0 | 0 | 0 | 0 | 0 | 0 | 0 | 0.67895 | 2.9779 | 0 | 0
254 | 2.2869 | 0 | 161.1928 | 0 | 0 | 0 | 0 | 0 | 0 | 0 | 0 | 0 | 0 | 0.67637 | 2.9633 | 0 | 0
255 | 1.6632 | 0 | 162.3689 | 0 | 0 | 0 | 0 | 0 | 0 | 0 | 0 | 0 | 0 | 0.68352 | 2.3467 | 0 | 0
256 | 0.82463 | 0 | 162.952 | 0 | 0 | 0 | 0 | 0 | 0 | 0 | 0 | 0 | 0 | 0.68972 | 1.5144 | 0 | 0
257 | 0 | 0.20842 | 162.6572 | 0 | 0 | 0 | 0 | 0 | 0 | 0 | 0 | 0 | 0 | 0.72147 | 0.51305 | 0 | 0
258 | 0 | 0.7804 | 161.5536 | 0 | 0 | 0 | 0 | 0 | 0 | 0 | 0 | 0 | 0 | 0.7804 | 0 | 0 | 0
259 | 0 | 0.78196 | 160.4477 | 0 | 0 | 0 | 0 | 0 | 0 | 0 | 0 | 0 | 0 | 0.78196 | 0 | 0 | 0
260 | 0 | 0.76538 | 159.3653 | 0 | 0 | 0 | 0 | 0 | 0 | 0 | 0 | 0 | 0 | 0.76538 | 0 | 0 | 0
261 | 0 | 0.74494 | 158.3118 | 0 | 0 | 0 | 0 | 0 | 0 | 0 | 0 | 0 | 0 | 0.74494 | 0 | 0 | 0
262 | 0 | 0.71356 | 157.3027 | 0 | 0 | 0 | 0 | 0 | 0 | 0 | 0 | 0 | 0 | 0.71356 | 0 | 0 | 0
263 | 0 | 0.67275 | 156.3512 | 0 | 0 | 0 | 0 | 0 | 0 | 0 | 0 | 0 | 0 | 0.67275 | 0 | 0 | 0
264 | 0 | 0.63203 | 155.4574 | 0 | 0 | 0 | 0 | 0 | 0 | 0 | 0 | 0 | 0 | 0.63203 | 0 | 0 | 0
265 | 0 | 0.60028 | 154.6085 | 0 | 0 | 0 | 0 | 0 | 0 | 0 | 0 | 0 | 0 | 0.60028 | 0 | 0 | 0
266 | 0 | 0.57996 | 153.7883 | 0 | 0 | 0 | 0 | 0 | 0 | 0 | 0 | 0 | 0 | 0.57996 | 0 | 0 | 0
267 | 0 | 0.56571 | 152.9883 | 0 | 0 | 0 | 0 | 0 | 0 | 0 | 0 | 0 | 0 | 0.56571 | 0 | 0 | 0
268 | 0 | 0.55661 | 152.2011 | 0 | 0 | 0 | 0 | 0 | 0 | 0 | 0 | 0 | 0 | 0.55661 | 0 | 0 | 0
269 | 0 | 0.56073 | 151.4081 | 0 | 0 | 0 | 0 | 0 | 0 | 0 | 0 | 0 | 0 | 0.56073 | 0 | 0 | 0
270 | 0 | 0.57739 | 150.5916 | 0 | 0 | 0 | 0 | 0 | 0 | 0 | 0 | 0 | 0 | 0.57739 | 0 | 0 | 0
271 | 0 | 0.60726 | 149.7328 | 0 | 0 | 0 | 0 | 0 | 0 | 0 | 0 | 0 | 0 | 0.60726 | 0 | 0 | 0
272 | 0 | 0.29673 | 149.3131 | 0 | 0 | 0 | 0 | 0 | 0 | 0 | 0 | 0 | 0 | 0.62196 | 0.32522 | 0 | 0
273 | 1.1539 | 0 | 150.1291 | 0 | 0 | 0 | 0 | 0 | 0 | 0 | 0 | 0 | 0 | 0.64249 | 1.7964 | 0 | 0
274 | 2.3007 | 0 | 151.7559 | 0 | 0 | 0 | 0 | 0 | 0 | 0 | 0 | 0 | 0 | 0.64383 | 2.9446 | 0 | 0
275 | 3.1157 | 0 | 153.9591 | 0 | 0 | 0 | 0 | 0 | 0 | 0 | 0 | 0 | 0 | 0.63041 | 3.7462 | 0 | 0
276 | 3.5382 | 0 | 156.4609 | 0 | 0 | 0 | 0 | 0 | 0 | 0 | 0 | 0 | 0 | 0.61513 | 4.1533 | 0 | 0
277 | 3.5579 | 0 | 158.9768 | 0 | 0 | 0 | 0 | 0 | 0 | 0 | 0 | 0 | 0 | 0.6 | 4.1579 | 0 | 0
278 | 3.2435 | 0 | 161.2703 | 0 | 0 | 0 | 0 | 0 | 0 | 0 | 0 | 0 | 0 | 0.59306 | 3.8365 | 0 | 0
279 | 1.9691 | 0 | 162.6626 | 0 | 0 | 0 | 0 | 0 | 0 | 0 | 0 | 0 | 0 | 0.59536 | 2.5644 | 0 | 0
280 | 1.0524 | 0 | 163.4068 | 0 | 0 | 0 | 0 | 0 | 0 | 0 | 0 | 0 | 0 | 0.60763 | 1.66 | 0 | 0
281 | 0 | 0.065487 | 163.3142 | 0 | 0 | 0 | 0 | 0 | 0 | 0 | 0 | 0 | 0 | 0.64829 | 0.5828 | 0 | 0
282 | 0 | 0.71583 | 162.3018 | 0 | 0 | 0 | 0 | 0 | 0 | 0 | 0 | 0 | 0 | 0.71583 | 0 | 0 | 0
283 | 0 | 0.72791 | 161.2724 | 0 | 0 | 0 | 0 | 0 | 0 | 0 | 0 | 0 | 0 | 0.72791 | 0 | 0 | 0
284 | 0 | 0.71776 | 160.2573 | 0 | 0 | 0 | 0 | 0 | 0 | 0 | 0 | 0 | 0 | 0.71776 | 0 | 0 | 0
285 | 0 | 0.70374 | 159.2621 | 0 | 0 | 0 | 0 | 0 | 0 | 0 | 0 | 0 | 0 | 0.70374 | 0 | 0 | 0
286 | 0 | 0.67887 | 158.302 | 0 | 0 | 0 | 0 | 0 | 0 | 0 | 0 | 0 | 0 | 0.67887 | 0 | 0 | 0
287 | 0 | 0.6458 | 157.3887 | 0 | 0 | 0 | 0 | 0 | 0 | 0 | 0 | 0 | 0 | 0.6458 | 0 | 0 | 0
288 | 0 | 0.61237 | 156.5227 | 0 | 0 | 0 | 0 | 0 | 0 | 0 | 0 | 0 | 0 | 0.61237 | 0 | 0 | 0
289 | 0 | 0.58768 | 155.6916 | 0 | 0 | 0 | 0 | 0 | 0 | 0 | 0 | 0 | 0 | 0.58768 | 0 | 0 | 0
290 | 0 | 0.56611 | 154.891 | 0 | 0 | 0 | 0 | 0 | 0 | 0 | 0 | 0 | 0 | 0.56611 | 0 | 0 | 0
291 | 0 | 0.55294 | 154.1091 | 0 | 0 | 0 | 0 | 0 | 0 | 0 | 0 | 0 | 0 | 0.55294 | 0 | 0 | 0
292 | 0 | 0.54666 | 153.336 | 0 | 0 | 0 | 0 | 0 | 0 | 0 | 0 | 0 | 0 | 0.54666 | 0 | 0 | 0
293 | 0 | 0.55018 | 152.5579 | 0 | 0 | 0 | 0 | 0 | 0 | 0 | 0 | 0 | 0 | 0.55018 | 0 | 0 | 0
294 | 0 | 0.55997 | 151.766 | 0 | 0 | 0 | 0 | 0 | 0 | 0 | 0 | 0 | 0 | 0.55997 | 0 | 0 | 0
295 | 0 | 0.58537 | 150.9381 | 0 | 0 | 0 | 0 | 0 | 0 | 0 | 0 | 0 | 0 | 0.58537 | 0 | 0 | 0
296 | 0 | 0.49363 | 150.24 | 0 | 0 | 0 | 0 | 0 | 0 | 0 | 0 | 0 | 0 | 0.5983 | 0.10468 | 0 | 0
297 | 1.0936 | 0 | 151.0133 | 0 | 0 | 0 | 0 | 0 | 0 | 0 | 0 | 0 | 0 | 0.59754 | 1.6911 | 0 | 0
298 | 2.2048 | 0 | 152.5724 | 0 | 0 | 0 | 0 | 0 | 0 | 0 | 0 | 0 | 0 | 0.57762 | 2.7824 | 0 | 0
299 | 2.8142 | 0 | 154.5623 | 0 | 0 | 0 | 0 | 0 | 0 | 0 | 0 | 0 | 0 | 0.56562 | 3.3798 | 0 | 0
300 | 2.3836 | 0 | 156.2478 | 0 | 0 | 0 | 0 | 0 | 0 | 0 | 0 | 0 | 0 | 0.55787 | 2.9415 | 0 | 0
301 | 3.2883 | 0 | 158.573 | 0 | 0 | 0 | 0 | 0 | 0 | 0 | 0 | 0 | 0 | 0.56817 | 3.8565 | 0 | 0
302 | 3.0263 | 0 | 160.7129 | 0 | 0 | 0 | 0 | 0 | 0 | 0 | 0 | 0 | 0 | 0.57907 | 3.6054 | 0 | 0
303 | 1.7193 | 0 | 161.9287 | 0 | 0 | 0 | 0 | 0 | 0 | 0 | 0 | 0 | 0 | 0.58923 | 2.3085 | 0 | 0
304 | 0.88683 | 0 | 162.5558 | 0 | 0 | 0 | 0 | 0 | 0 | 0 | 0 | 0 | 0 | 0.61762 | 1.5045 | 0 | 0
305 | 0 | 0 | 162.5558 | 0 | 0 | 0 | 0 | 0 | 0 | 0 | 0 | 0 | 0 | 0.65991 | 0.6994 | 0 | 0.03949
306 | 0 | 0.73228 | 161.5202 | 0 | 0 | 0 | 0 | 0 | 0 | 0 | 0 | 0 | 0 | 0.73228 | 0 | 0 | 0
307 | 0 | 0.74166 | 160.4713 | 0 | 0 | 0 | 0 | 0 | 0 | 0 | 0 | 0 | 0 | 0.74166 | 0 | 0 | 0
308 | 0 | 0.73358 | 159.4339 | 0 | 0 | 0 | 0 | 0 | 0 | 0 | 0 | 0 | 0 | 0.73358 | 0 | 0 | 0
309 | 0 | 0.71543 | 158.4221 | 0 | 0 | 0 | 0 | 0 | 0 | 0 | 0 | 0 | 0 | 0.71543 | 0 | 0 | 0
310 | 0 | 0.67994 | 157.4605 | 0 | 0 | 0 | 0 | 0 | 0 | 0 | 0 | 0 | 0 | 0.67994 | 0 | 0 | 0
311 | 0 | 0.63413 | 156.5637 | 0 | 0 | 0 | 0 | 0 | 0 | 0 | 0 | 0 | 0 | 0.63413 | 0 | 0 | 0
312 | 0 | 0.59889 | 155.7168 | 0 | 0 | 0 | 0 | 0 | 0 | 0 | 0 | 0 | 0 | 0.59889 | 0 | 0 | 0
313 | 0 | 0.56836 | 154.913 | 0 | 0 | 0 | 0 | 0 | 0 | 0 | 0 | 0 | 0 | 0.56836 | 0 | 0 | 0
314 | 0 | 0.55009 | 154.1351 | 0 | 0 | 0 | 0 | 0 | 0 | 0 | 0 | 0 | 0 | 0.55009 | 0 | 0 | 0
315 | 0 | 0.54117 | 153.3697 | 0 | 0 | 0 | 0 | 0 | 0 | 0 | 0 | 0 | 0 | 0.54117 | 0 | 0 | 0
316 | 0 | 0.54378 | 152.6007 | 0 | 0 | 0 | 0 | 0 | 0 | 0 | 0 | 0 | 0 | 0.54378 | 0 | 0 | 0
317 | 0 | 0.56483 | 151.8019 | 0 | 0 | 0 | 0 | 0 | 0 | 0 | 0 | 0 | 0 | 0.56483 | 0 | 0 | 0
318 | 0 | 0.61203 | 150.9364 | 0 | 0 | 0 | 0 | 0 | 0 | 0 | 0 | 0 | 0 | 0.61203 | 0 | 0 | 0
319 | 0 | 0.68603 | 149.9662 | 0 | 0 | 0 | 0 | 0 | 0 | 0 | 0 | 0 | 0 | 0.68603 | 0 | 0 | 0
320 | 0 | 0.70044 | 148.9756 | 0 | 0 | 0 | 0 | 0 | 0 | 0 | 0 | 0 | 0 | 0.73869 | 0.03825 | 0 | 0
321 | 0 | 0.068014 | 148.8794 | 0 | 0 | 0 | 0 | 0 | 0 | 0 | 0 | 0 | 0 | 0.75326 | 0.68525 | 0 | 0
322 | 0 | 0 | 148.8794 | 0 | 0 | 0 | 0 | 0 | 0 | 0 | 0 | 0 | 0 | 0.76074 | 1.2495 | 0 | 0.48881
323 | 1.9128 | 0 | 150.232 | 0 | 0 | 0 | 0 | 0 | 0 | 0 | 0 | 0 | 0 | 0.7642 | 2.677 | 0 | 0
324 | 2.6787 | 0 | 152.1261 | 0 | 0 | 0 | 0 | 0 | 0 | 0 | 0 | 0 | 0 | 0.76234 | 3.4411 | 0 | 0
325 | 1.7804 | 0 | 153.3851 | 0 | 0 | 0 | 0 | 0 | 0 | 0 | 0 | 0 | 0 | 0.76336 | 2.5438 | 0 | 0
326 | 2.3248 | 0 | 155.029 | 0 | 0 | 0 | 0 | 0 | 0 | 0 | 0 | 0 | 0 | 0.75661 | 3.0814 | 0 | 0
327 | 1.0266 | 0 | 155.7549 | 0 | 0 | 0 | 0 | 0 | 0 | 0 | 0 | 0 | 0 | 0.75059 | 1.7772 | 0 | 0
328 | 0.39896 | 0 | 156.037 | 0 | 0 | 0 | 0 | 0 | 0 | 0 | 0 | 0 | 0 | 0.75489 | 1.1539 | 0 | 0
329 | 0 | 0.39037 | 155.4849 | 0 | 0 | 0 | 0 | 0 | 0 | 0 | 0 | 0 | 0 | 0.77704 | 0.38667 | 0 | 0
330 | 0 | 0.82674 | 154.3157 | 0 | 0 | 0 | 0 | 0 | 0 | 0 | 0 | 0 | 0 | 0.82674 | 0 | 0 | 0
331 | 0 | 0.82752 | 153.1454 | 0 | 0 | 0 | 0 | 0 | 0 | 0 | 0 | 0 | 0 | 0.82752 | 0 | 0 | 0
332 | 0 | 0.81123 | 151.9982 | 0 | 0 | 0 | 0 | 0 | 0 | 0 | 0 | 0 | 0 | 0.81123 | 0 | 0 | 0
333 | 0 | 0.78747 | 150.8845 | 0 | 0 | 0 | 0 | 0 | 0 | 0 | 0 | 0 | 0 | 0.78747 | 0 | 0 | 0
334 | 0 | 0.74235 | 149.8347 | 0 | 0 | 0 | 0 | 0 | 0 | 0 | 0 | 0 | 0 | 0.74235 | 0 | 0 | 0
335 | 0 | 0.67884 | 148.8747 | 0 | 0 | 0 | 0 | 0 | 0 | 0 | 0 | 0 | 0 | 0.67884 | 0 | 0 | 0
336 | 0 | 0.62786 | 147.9867 | 0 | 0 | 0 | 0 | 0 | 0 | 0 | 0 | 0 | 0 | 0.62786 | 0 | 0 | 0
337 | 0 | 0.59189 | 147.1497 | 0 | 0 | 0 | 0 | 0 | 0 | 0 | 0 | 0 | 0 | 0.59189 | 0 | 0 | 0
338 | 0 | 0.57617 | 146.3348 | 0 | 0 | 0 | 0 | 0 | 0 | 0 | 0 | 0 | 0 | 0.57617 | 0 | 0 | 0
339 | 0 | 0.56461 | 145.5364 | 0 | 0 | 0 | 0 | 0 | 0 | 0 | 0 | 0 | 0 | 0.56461 | 0 | 0 | 0
340 | 0 | 0.56281 | 144.7404 | 0 | 0 | 0 | 0 | 0 | 0 | 0 | 0 | 0 | 0 | 0.56281 | 0 | 0 | 0
341 | 0 | 0.57709 | 143.9243 | 0 | 0 | 0 | 0 | 0 | 0 | 0 | 0 | 0 | 0 | 0.57709 | 0 | 0 | 0
342 | 0 | 0.61521 | 143.0543 | 0 | 0 | 0 | 0 | 0 | 0 | 0 | 0 | 0 | 0 | 0.61521 | 0 | 0 | 0
343 | 0 | 0.6938 | 142.0731 | 0 | 0 | 0 | 0 | 0 | 0 | 0 | 0 | 0 | 0 | 0.6938 | 0 | 0 | 0
344 | 0 | 0.47121 | 141.4067 | 0 | 0 | 0 | 0 | 0 | 0 | 0 | 0 | 0 | 0 | 0.74188 | 0.27067 | 0 | 0
345 | 0.938 | 0 | 142.07 | 0 | 0 | 0 | 0 | 0 | 0 | 0 | 0 | 0 | 0 | 0.75045 | 1.6885 | 0 | 0
346 | 2.1482 | 0 | 143.5889 | 0 | 0 | 0 | 0 | 0 | 0 | 0 | 0 | 0 | 0 | 0.75089 | 2.899 | 0 | 0
347 | 2.9734 | 0 | 145.6914 | 0 | 0 | 0 | 0 | 0 | 0 | 0 | 0 | 0 | 0 | 0.74108 | 3.7144 | 0 | 0
348 | 3.4362 | 0 | 148.1212 | 0 | 0 | 0 | 0 | 0 | 0 | 0 | 0 | 0 | 0 | 0.72953 | 4.1657 | 0 | 0
349 | 3.4967 | 0 | 150.5937 | 0 | 0 | 0 | 0 | 0 | 0 | 0 | 0 | 0 | 0 | 0.72928 | 4.226 | 0 | 0
350 | 3.1243 | 0 | 152.8029 | 0 | 0 | 0 | 0 | 0 | 0 | 0 | 0 | 0 | 0 | 0.74584 | 3.8701 | 0 | 0
351 | 1.5984 | 0 | 153.9331 | 0 | 0 | 0 | 0 | 0 | 0 | 0 | 0 | 0 | 0 | 0.7503 | 2.3487 | 0 | 0
352 | 1.3377 | 0 | 154.879 | 0 | 0 | 0 | 0 | 0 | 0 | 0 | 0 | 0 | 0 | 0.75555 | 2.0932 | 0 | 0
353 | 0 | 0 | 154.879 | 0 | 0 | 0 | 0 | 0 | 0 | 0 | 0 | 0 | 0 | 0.77778 | 0.7831 | 0 | 0.005315
354 | 0 | 0.82184 | 153.7167 | 0 | 0 | 0 | 0 | 0 | 0 | 0 | 0 | 0 | 0 | 0.82184 | 0 | 0 | 0
355 | 0 | 0.82474 | 152.5504 | 0 | 0 | 0 | 0 | 0 | 0 | 0 | 0 | 0 | 0 | 0.82474 | 0 | 0 | 0
356 | 0 | 0.81189 | 151.4022 | 0 | 0 | 0 | 0 | 0 | 0 | 0 | 0 | 0 | 0 | 0.81189 | 0 | 0 | 0
357 | 0 | 0.78896 | 150.2864 | 0 | 0 | 0 | 0 | 0 | 0 | 0 | 0 | 0 | 0 | 0.78896 | 0 | 0 | 0
358 | 0 | 0.73959 | 149.2405 | 0 | 0 | 0 | 0 | 0 | 0 | 0 | 0 | 0 | 0 | 0.73959 | 0 | 0 | 0
359 | 0 | 0.67865 | 148.2807 | 0 | 0 | 0 | 0 | 0 | 0 | 0 | 0 | 0 | 0 | 0.67865 | 0 | 0 | 0
360 | 0 | 0.63455 | 147.3833 | 0 | 0 | 0 | 0 | 0 | 0 | 0 | 0 | 0 | 0 | 0.63455 | 0 | 0 | 0
361 | 0 | 0.60106 | 146.5333 | 0 | 0 | 0 | 0 | 0 | 0 | 0 | 0 | 0 | 0 | 0.60106 | 0 | 0 | 0
362 | 0 | 0.57659 | 145.7179 | 0 | 0 | 0 | 0 | 0 | 0 | 0 | 0 | 0 | 0 | 0.57659 | 0 | 0 | 0
363 | 0 | 0.56262 | 144.9222 | 0 | 0 | 0 | 0 | 0 | 0 | 0 | 0 | 0 | 0 | 0.56262 | 0 | 0 | 0
364 | 0 | 0.5601 | 144.1301 | 0 | 0 | 0 | 0 | 0 | 0 | 0 | 0 | 0 | 0 | 0.5601 | 0 | 0 | 0
365 | 0 | 0.56961 | 143.3246 | 0 | 0 | 0 | 0 | 0 | 0 | 0 | 0 | 0 | 0 | 0.56961 | 0 | 0 | 0
366 | 0 | 0.60866 | 142.4638 | 0 | 0 | 0 | 0 | 0 | 0 | 0 | 0 | 0 | 0 | 0.60866 | 0 | 0 | 0
367 | 0 | 0.68451 | 141.4958 | 0 | 0 | 0 | 0 | 0 | 0 | 0 | 0 | 0 | 0 | 0.68451 | 0 | 0 | 0
368 | 0 | 0.72772 | 140.4666 | 0 | 0 | 0 | 0 | 0 | 0 | 0 | 0 | 0 | 0 | 0.72772 | 0 | 0 | 0
369 | 0 | 0.5516 | 139.6865 | 0 | 0 | 0 | 0 | 0 | 0 | 0 | 0 | 0 | 0 | 0.72397 | 0.17238 | 0 | 0
370 | 0 | 0.36312 | 139.173 | 0 | 0 | 0 | 0 | 0 | 0 | 0 | 0 | 0 | 0 | 0.71439 | 0.35128 | 0 | 0
371 | 1.0855 | 0 | 139.9406 | 0 | 0 | 0 | 0 | 0 | 0 | 0 | 0 | 0 | 0 | 0.71427 | 1.7997 | 0 | 0
372 | 3.1128 | 0 | 142.1417 | 0 | 0 | 0 | 0 | 0 | 0 | 0 | 0 | 0 | 0 | 0.71492 | 3.8277 | 0 | 0
373 | 2.186 | 0 | 143.6874 | 0 | 0 | 0 | 0 | 0 | 0 | 0 | 0 | 0 | 0 | 0.7182 | 2.9043 | 0 | 0
374 | 2.1919 | 0 | 145.2373 | 0 | 0 | 0 | 0 | 0 | 0 | 0 | 0 | 0 | 0 | 0.72736 | 2.9192 | 0 | 0
375 | 1.3802 | 0 | 146.2133 | 0 | 0 | 0 | 0 | 0 | 0 | 0 | 0 | 0 | 0 | 0.73051 | 2.1107 | 0 | 0
376 | 0.62055 | 0 | 146.6521 | 0 | 0 | 0 | 0 | 0 | 0 | 0 | 0 | 0 | 0 | 0.7363 | 1.3568 | 0 | 0
377 | 0 | 0.29553 | 146.2341 | 0 | 0 | 0 | 0 | 0 | 0 | 0 | 0 | 0 | 0 | 0.76085 | 0.46532 | 0 | 0
378 | 0 | 0.80787 | 145.0916 | 0 | 0 | 0 | 0 | 0 | 0 | 0 | 0 | 0 | 0 | 0.80787 | 0 | 0 | 0
379 | 0 | 0.81114 | 143.9445 | 0 | 0 | 0 | 0 | 0 | 0 | 0 | 0 | 0 | 0 | 0.81114 | 0 | 0 | 0
380 | 0 | 0.79642 | 142.8182 | 0 | 0 | 0 | 0 | 0 | 0 | 0 | 0 | 0 | 0 | 0.79642 | 0 | 0 | 0
381 | 0 | 0.77021 | 141.7289 | 0 | 0 | 0 | 0 | 0 | 0 | 0 | 0 | 0 | 0 | 0.77021 | 0 | 0 | 0
382 | 0 | 0.72443 | 140.7045 | 0 | 0 | 0 | 0 | 0 | 0 | 0 | 0 | 0 | 0 | 0.72443 | 0 | 0 | 0
383 | 0 | 0.66557 | 139.7632 | 0 | 0 | 0 | 0 | 0 | 0 | 0 | 0 | 0 | 0 | 0.66557 | 0 | 0 | 0
384 | 0 | 0.61703 | 138.8906 | 0 | 0 | 0 | 0 | 0 | 0 | 0 | 0 | 0 | 0 | 0.61703 | 0 | 0 | 0
385 | 0 | 0.59015 | 138.056 | 0 | 0 | 0 | 0 | 0 | 0 | 0 | 0 | 0 | 0 | 0.59015 | 0 | 0 | 0
386 | 0 | 0.56692 | 137.2542 | 0 | 0 | 0 | 0 | 0 | 0 | 0 | 0 | 0 | 0 | 0.56692 | 0 | 0 | 0
387 | 0 | 0.55347 | 136.4715 | 0 | 0 | 0 | 0 | 0 | 0 | 0 | 0 | 0 | 0 | 0.55347 | 0 | 0 | 0
388 | 0 | 0.55096 | 135.6923 | 0 | 0 | 0 | 0 | 0 | 0 | 0 | 0 | 0 | 0 | 0.55096 | 0 | 0 | 0
389 | 0 | 0.56894 | 134.8877 | 0 | 0 | 0 | 0 | 0 | 0 | 0 | 0 | 0 | 0 | 0.56894 | 0 | 0 | 0
390 | 0 | 0.60535 | 134.0316 | 0 | 0 | 0 | 0 | 0 | 0 | 0 | 0 | 0 | 0 | 0.60535 | 0 | 0 | 0
391 | 0 | 0.67381 | 133.0787 | 0 | 0 | 0 | 0 | 0 | 0 | 0 | 0 | 0 | 0 | 0.67381 | 0 | 0 | 0
392 | 0 | 0.65979 | 132.1456 | 0 | 0 | 0 | 0 | 0 | 0 | 0 | 0 | 0 | 0 | 0.72027 | 0.060475 | 0 | 0
393 | 0.18819 | 0 | 132.2787 | 0 | 0 | 0 | 0 | 0 | 0 | 0 | 0 | 0 | 0 | 0.73056 | 0.91875 | 0 | 0
394 | 0.88718 | 0 | 132.906 | 0 | 0 | 0 | 0 | 0 | 0 | 0 | 0 | 0 | 0 | 0.73772 | 1.6249 | 0 | 0
395 | 0.20517 | 0 | 133.0511 | 0 | 0 | 0 | 0 | 0 | 0 | 0 | 0 | 0 | 0 | 0.74062 | 0.9458 | 0 | 0
396 | 1.6202 | 0 | 134.1968 | 0 | 0 | 0 | 0 | 0 | 0 | 0 | 0 | 0 | 0 | 0.73808 | 2.3583 | 0 | 0
397 | 1.9414 | 0 | 135.5696 | 0 | 0 | 0 | 0 | 0 | 0 | 0 | 0 | 0 | 0 | 0.73117 | 2.6726 | 0 | 0
398 | 1.7368 | 0 | 136.7977 | 0 | 0 | 0 | 0 | 0 | 0 | 0 | 0 | 0 | 0 | 0.72833 | 2.4651 | 0 | 0
399 | 0 | 0.48294 | 136.1147 | 0 | 0 | 0 | 0 | 0 | 0 | 0 | 0 | 0 | 0 | 0.73074 | 0.2478 | 0 | 0
400 | 0 | 0.59115 | 135.2787 | 0 | 0 | 0 | 0 | 0 | 0 | 0 | 0 | 0 | 0 | 0.73288 | 0.14172 | 0 | 0
401 | 0 | 0.72073 | 134.2594 | 0 | 0 | 0 | 0 | 0 | 0 | 0 | 0 | 0 | 0 | 0.74648 | 0.02575 | 0 | 0
402 | 0 | 0.79256 | 133.1386 | 0 | 0 | 0 | 0 | 0 | 0 | 0 | 0 | 0 | 0 | 0.79256 | 0 | 0 | 0
403 | 0 | 0.79628 | 132.0125 | 0 | 0 | 0 | 0 | 0 | 0 | 0 | 0 | 0 | 0 | 0.79628 | 0 | 0 | 0
404 | 0 | 0.77974 | 130.9098 | 0 | 0 | 0 | 0 | 0 | 0 | 0 | 0 | 0 | 0 | 0.77974 | 0 | 0 | 0
405 | 0 | 0.75699 | 129.8392 | 0 | 0 | 0 | 0 | 0 | 0 | 0 | 0 | 0 | 0 | 0.75699 | 0 | 0 | 0
406 | 0 | 0.71608 | 128.8265 | 0 | 0 | 0 | 0 | 0 | 0 | 0 | 0 | 0 | 0 | 0.71608 | 0 | 0 | 0
407 | 0 | 0.66426 | 127.8871 | 0 | 0 | 0 | 0 | 0 | 0 | 0 | 0 | 0 | 0 | 0.66426 | 0 | 0 | 0
408 | 0 | 0.62402 | 127.0046 | 0 | 0 | 0 | 0 | 0 | 0 | 0 | 0 | 0 | 0 | 0.62402 | 0 | 0 | 0
409 | 0 | 0.59233 | 126.1669 | 0 | 0 | 0 | 0 | 0 | 0 | 0 | 0 | 0 | 0 | 0.59233 | 0 | 0 | 0
410 | 0 | 0.56904 | 125.3622 | 0 | 0 | 0 | 0 | 0 | 0 | 0 | 0 | 0 | 0 | 0.56904 | 0 | 0 | 0
411 | 0 | 0.55573 | 124.5763 | 0 | 0 | 0 | 0 | 0 | 0 | 0 | 0 | 0 | 0 | 0.55573 | 0 | 0 | 0
412 | 0 | 0.55399 | 123.7928 | 0 | 0 | 0 | 0 | 0 | 0 | 0 | 0 | 0 | 0 | 0.55399 | 0 | 0 | 0
413 | 0 | 0.56812 | 122.9894 | 0 | 0 | 0 | 0 | 0 | 0 | 0 | 0 | 0 | 0 | 0.56812 | 0 | 0 | 0
414 | 0 | 0.6088 | 122.1284 | 0 | 0 | 0 | 0 | 0 | 0 | 0 | 0 | 0 | 0 | 0.6088 | 0 | 0 | 0
415 | 0 | 0.68276 | 121.1628 | 0 | 0 | 0 | 0 | 0 | 0 | 0 | 0 | 0 | 0 | 0.68276 | 0 | 0 | 0
416 | 0 | 0.58203 | 120.3397 | 0 | 0 | 0 | 0 | 0 | 0 | 0 | 0 | 0 | 0 | 0.71333 | 0.1313 | 0 | 0
417 | 1.0139 | 0 | 121.0566 | 0 | 0 | 0 | 0 | 0 | 0 | 0 | 0 | 0 | 0 | 0.70148 | 1.7153 | 0 | 0
418 | 2.1718 | 0 | 122.5923 | 0 | 0 | 0 | 0 | 0 | 0 | 0 | 0 | 0 | 0 | 0.69257 | 2.8644 | 0 | 0
419 | 2.8467 | 0 | 124.6052 | 0 | 0 | 0 | 0 | 0 | 0 | 0 | 0 | 0 | 0 | 0.68287 | 3.5295 | 0 | 0
420 | 3.2499 | 0 | 126.9033 | 0 | 0 | 0 | 0 | 0 | 0 | 0 | 0 | 0 | 0 | 0.67501 | 3.9249 | 0 | 0
421 | 3.3339 | 0 | 129.2607 | 0 | 0 | 0 | 0 | 0 | 0 | 0 | 0 | 0 | 0 | 0.66417 | 3.9981 | 0 | 0
422 | 3.0267 | 0 | 131.4009 | 0 | 0 | 0 | 0 | 0 | 0 | 0 | 0 | 0 | 0 | 0.65373 | 3.6804 | 0 | 0
423 | 2.3563 | 0 | 133.0671 | 0 | 0 | 0 | 0 | 0 | 0 | 0 | 0 | 0 | 0 | 0.64523 | 3.0015 | 0 | 0
424 | 1.3329 | 0 | 134.0096 | 0 | 0 | 0 | 0 | 0 | 0 | 0 | 0 | 0 | 0 | 0.65787 | 1.9908 | 0 | 0
425 | 0 | 0 | 134.0096 | 0 | 0 | 0 | 0 | 0 | 0 | 0 | 0 | 0 | 0 | 0.69412 | 0.73315 | 0 | 0.039032
426 | 0 | 0.75076 | 132.9478 | 0 | 0 | 0 | 0 | 0 | 0 | 0 | 0 | 0 | 0 | 0.75076 | 0 | 0 | 0
427 | 0 | 0.76269 | 131.8692 | 0 | 0 | 0 | 0 | 0 | 0 | 0 | 0 | 0 | 0 | 0.76269 | 0 | 0 | 0
428 | 0 | 0.74706 | 130.8127 | 0 | 0 | 0 | 0 | 0 | 0 | 0 | 0 | 0 | 0 | 0.74706 | 0 | 0 | 0
429 | 0 | 0.729 | 129.7818 | 0 | 0 | 0 | 0 | 0 | 0 | 0 | 0 | 0 | 0 | 0.729 | 0 | 0 | 0
430 | 0 | 0.70081 | 128.7907 | 0 | 0 | 0 | 0 | 0 | 0 | 0 | 0 | 0 | 0 | 0.70081 | 0 | 0 | 0
431 | 0 | 0.66805 | 127.8459 | 0 | 0 | 0 | 0 | 0 | 0 | 0 | 0 | 0 | 0 | 0.66805 | 0 | 0 | 0
432 | 0 | 0.62805 | 126.9577 | 0 | 0 | 0 | 0 | 0 | 0 | 0 | 0 | 0 | 0 | 0.62805 | 0 | 0 | 0
433 | 0 | 0.59293 | 126.1192 | 0 | 0 | 0 | 0 | 0 | 0 | 0 | 0 | 0 | 0 | 0.59293 | 0 | 0 | 0
434 | 0 | 0.56907 | 125.3144 | 0 | 0 | 0 | 0 | 0 | 0 | 0 | 0 | 0 | 0 | 0.56907 | 0 | 0 | 0
435 | 0 | 0.55405 | 124.5308 | 0 | 0 | 0 | 0 | 0 | 0 | 0 | 0 | 0 | 0 | 0.55405 | 0 | 0 | 0
436 | 0 | 0.5465 | 123.758 | 0 | 0 | 0 | 0 | 0 | 0 | 0 | 0 | 0 | 0 | 0.5465 | 0 | 0 | 0
437 | 0 | 0.55112 | 122.9786 | 0 | 0 | 0 | 0 | 0 | 0 | 0 | 0 | 0 | 0 | 0.55112 | 0 | 0 | 0
438 | 0 | 0.56809 | 122.1752 | 0 | 0 | 0 | 0 | 0 | 0 | 0 | 0 | 0 | 0 | 0.56809 | 0 | 0 | 0
439 | 0 | 0.5993 | 121.3276 | 0 | 0 | 0 | 0 | 0 | 0 | 0 | 0 | 0 | 0 | 0.5993 | 0 | 0 | 0
440 | 0 | 0.61118 | 120.4633 | 0 | 0 | 0 | 0 | 0 | 0 | 0 | 0 | 0 | 0 | 0.61118 | 0 | 0 | 0
441 | 0 | 0.54095 | 119.6983 | 0 | 0 | 0 | 0 | 0 | 0 | 0 | 0 | 0 | 0 | 0.60855 | 0.0676 | 0 | 0
442 | 0 | 0.43369 | 119.085 | 0 | 0 | 0 | 0 | 0 | 0 | 0 | 0 | 0 | 0 | 0.59401 | 0.16032 | 0 | 0
443 | 0 | 0.060908 | 118.9988 | 0 | 0 | 0 | 0 | 0 | 0 | 0 | 0 | 0 | 0 | 0.57911 | 0.5182 | 0 | 0
444 | 0 | 0.53558 | 118.2414 | 0 | 0 | 0 | 0 | 0 | 0 | 0 | 0 | 0 | 0 | 0.56641 | 0.030825 | 0 | 0
445 | 0 | 0 | 118.2414 | 0 | 0 | 0 | 0 | 0 | 0 | 0 | 0 | 0 | 0 | 0.55932 | 0.62335 | 0 | 0.064033
446 | 3.1689 | 0 | 120.4821 | 0 | 0 | 0 | 0 | 0 | 0 | 0 | 0 | 0 | 0 | 0.5707 | 3.7395 | 0 | 0
447 | 2.4407 | 0 | 122.208 | 0 | 0 | 0 | 0 | 0 | 0 | 0 | 0 | 0 | 0 | 0.58027 | 3.021 | 0 | 0
448 | 1.4924 | 0 | 123.2633 | 0 | 0 | 0 | 0 | 0 | 0 | 0 | 0 | 0 | 0 | 0.59485 | 2.0873 | 0 | 0
449 | 0 | 0 | 123.2633 | 0 | 0 | 0 | 0 | 0 | 0 | 0 | 0 | 0 | 0 | 0.63333 | 0.8235 | 0 | 0.19017
450 | 0 | 0.68984 | 122.2877 | 0 | 0 | 0 | 0 | 0 | 0 | 0 | 0 | 0 | 0 | 0.68984 | 0 | 0 | 0
451 | 0 | 0.70504 | 121.2906 | 0 | 0 | 0 | 0 | 0 | 0 | 0 | 0 | 0 | 0 | 0.70504 | 0 | 0 | 0
452 | 0 | 0.69287 | 120.3108 | 0 | 0 | 0 | 0 | 0 | 0 | 0 | 0 | 0 | 0 | 0.69287 | 0 | 0 | 0
453 | 0 | 0.68042 | 119.3485 | 0 | 0 | 0 | 0 | 0 | 0 | 0 | 0 | 0 | 0 | 0.68042 | 0 | 0 | 0
454 | 0 | 0.65975 | 118.4155 | 0 | 0 | 0 | 0 | 0 | 0 | 0 | 0 | 0 | 0 | 0.65975 | 0 | 0 | 0
455 | 0 | 0.62704 | 117.5287 | 0 | 0 | 0 | 0 | 0 | 0 | 0 | 0 | 0 | 0 | 0.62704 | 0 | 0 | 0
456 | 0 | 0.59199 | 116.6915 | 0 | 0 | 0 | 0 | 0 | 0 | 0 | 0 | 0 | 0 | 0.59199 | 0 | 0 | 0
457 | 0 | 0.5633 | 115.8949 | 0 | 0 | 0 | 0 | 0 | 0 | 0 | 0 | 0 | 0 | 0.5633 | 0 | 0 | 0
458 | 0 | 0.54174 | 115.1287 | 0 | 0 | 0 | 0 | 0 | 0 | 0 | 0 | 0 | 0 | 0.54174 | 0 | 0 | 0
459 | 0 | 0.52916 | 114.3804 | 0 | 0 | 0 | 0 | 0 | 0 | 0 | 0 | 0 | 0 | 0.52916 | 0 | 0 | 0
460 | 0 | 0.52107 | 113.6435 | 0 | 0 | 0 | 0 | 0 | 0 | 0 | 0 | 0 | 0 | 0.52107 | 0 | 0 | 0
461 | 0 | 0.52349 | 112.9032 | 0 | 0 | 0 | 0 | 0 | 0 | 0 | 0 | 0 | 0 | 0.52349 | 0 | 0 | 0
462 | 0 | 0.53468 | 112.147 | 0 | 0 | 0 | 0 | 0 | 0 | 0 | 0 | 0 | 0 | 0.53468 | 0 | 0 | 0
463 | 0 | 0.55793 | 111.358 | 0 | 0 | 0 | 0 | 0 | 0 | 0 | 0 | 0 | 0 | 0.55793 | 0 | 0 | 0
464 | 0 | 0.48356 | 110.6741 | 0 | 0 | 0 | 0 | 0 | 0 | 0 | 0 | 0 | 0 | 0.56926 | 0.0857 | 0 | 0
465 | 0.5205 | 0 | 111.0422 | 0 | 0 | 0 | 0 | 0 | 0 | 0 | 0 | 0 | 0 | 0.58281 | 1.1033 | 0 | 0
466 | 1.3566 | 0 | 112.0015 | 0 | 0 | 0 | 0 | 0 | 0 | 0 | 0 | 0 | 0 | 0.58292 | 1.9396 | 0 | 0
467 | 1.0001 | 0 | 112.7086 | 0 | 0 | 0 | 0 | 0 | 0 | 0 | 0 | 0 | 0 | 0.57494 | 1.575 | 0 | 0
468 | 2.2101 | 0 | 114.2714 | 0 | 0 | 0 | 0 | 0 | 0 | 0 | 0 | 0 | 0 | 0.56761 | 2.7778 | 0 | 0
469 | 1.2477 | 0 | 115.1536 | 0 | 0 | 0 | 0 | 0 | 0 | 0 | 0 | 0 | 0 | 0.56929 | 1.817 | 0 | 0
470 | 0.36329 | 0 | 115.4105 | 0 | 0 | 0 | 0 | 0 | 0 | 0 | 0 | 0 | 0 | 0.57506 | 0.93835 | 0 | 0
471 | 0 | 0.1881 | 115.1445 | 0 | 0 | 0 | 0 | 0 | 0 | 0 | 0 | 0 | 0 | 0.58625 | 0.39815 | 0 | 0
472 | 0.30915 | 0 | 115.3631 | 0 | 0 | 0 | 0 | 0 | 0 | 0 | 0 | 0 | 0 | 0.60355 | 0.9127 | 0 | 0
473 | 0 | 0.32207 | 114.9076 | 0 | 0 | 0 | 0 | 0 | 0 | 0 | 0 | 0 | 0 | 0.62975 | 0.30767 | 0 | 0
474 | 0 | 0.69604 | 113.9233 | 0 | 0 | 0 | 0 | 0 | 0 | 0 | 0 | 0 | 0 | 0.69604 | 0 | 0 | 0
475 | 0 | 0.70798 | 112.9221 | 0 | 0 | 0 | 0 | 0 | 0 | 0 | 0 | 0 | 0 | 0.70798 | 0 | 0 | 0
476 | 0 | 0.70168 | 111.9297 | 0 | 0 | 0 | 0 | 0 | 0 | 0 | 0 | 0 | 0 | 0.70168 | 0 | 0 | 0
477 | 0 | 0.68836 | 110.9563 | 0 | 0 | 0 | 0 | 0 | 0 | 0 | 0 | 0 | 0 | 0.68836 | 0 | 0 | 0
478 | 0 | 0.66435 | 110.0167 | 0 | 0 | 0 | 0 | 0 | 0 | 0 | 0 | 0 | 0 | 0.66435 | 0 | 0 | 0
479 | 0 | 0.62695 | 109.1301 | 0 | 0 | 0 | 0 | 0 | 0 | 0 | 0 | 0 | 0 | 0.62695 | 0 | 0 | 0
480 | 0 | 0.59164 | 108.2934 | 0 | 0 | 0 | 0 | 0 | 0 | 0 | 0 | 0 | 0 | 0.59164 | 0 | 0 | 0
481 | 0 | 0.56484 | 107.4946 | 0 | 0 | 0 | 0 | 0 | 0 | 0 | 0 | 0 | 0 | 0.56484 | 0 | 0 | 0
482 | 0 | 0.54781 | 106.7199 | 0 | 0 | 0 | 0 | 0 | 0 | 0 | 0 | 0 | 0 | 0.54781 | 0 | 0 | 0
483 | 0 | 0.53716 | 105.9602 | 0 | 0 | 0 | 0 | 0 | 0 | 0 | 0 | 0 | 0 | 0.53716 | 0 | 0 | 0
484 | 0 | 0.53779 | 105.1997 | 0 | 0 | 0 | 0 | 0 | 0 | 0 | 0 | 0 | 0 | 0.53779 | 0 | 0 | 0
485 | 0 | 0.55483 | 104.415 | 0 | 0 | 0 | 0 | 0 | 0 | 0 | 0 | 0 | 0 | 0.55483 | 0 | 0 | 0
486 | 0 | 0.59147 | 103.5785 | 0 | 0 | 0 | 0 | 0 | 0 | 0 | 0 | 0 | 0 | 0.59147 | 0 | 0 | 0
487 | 0 | 0.64903 | 102.6607 | 0 | 0 | 0 | 0 | 0 | 0 | 0 | 0 | 0 | 0 | 0.64903 | 0 | 0 | 0
488 | 0 | 0.55351 | 101.8779 | 0 | 0 | 0 | 0 | 0 | 0 | 0 | 0 | 0 | 0 | 0.67518 | 0.12168 | 0 | 0
489 | 0.75583 | 0 | 102.4124 | 0 | 0 | 0 | 0 | 0 | 0 | 0 | 0 | 0 | 0 | 0.67297 | 1.4288 | 0 | 0
490 | 1.8238 | 0 | 103.7019 | 0 | 0 | 0 | 0 | 0 | 0 | 0 | 0 | 0 | 0 | 0.65814 | 2.4819 | 0 | 0
491 | 0 | 0 | 103.7019 | 0 | 0 | 0 | 0 | 0 | 0 | 0 | 0 | 0 | 0 | 0.63977 | 1.1306 | 0 | 0.49088
492 | 1.4953 | 0 | 104.7593 | 0 | 0 | 0 | 0 | 0 | 0 | 0 | 0 | 0 | 0 | 0.62885 | 2.1242 | 0 | 0
493 | 2.138 | 0 | 106.2711 | 0 | 0 | 0 | 0 | 0 | 0 | 0 | 0 | 0 | 0 | 0.62612 | 2.7641 | 0 | 0
494 | 1.6321 | 0 | 107.4252 | 0 | 0 | 0 | 0 | 0 | 0 | 0 | 0 | 0 | 0 | 0.63328 | 2.2654 | 0 | 0
495 | 1.2606 | 0 | 108.3165 | 0 | 0 | 0 | 0 | 0 | 0 | 0 | 0 | 0 | 0 | 0.63993 | 1.9005 | 0 | 0
496 | 0 | 0 | 108.3165 | 0 | 0 | 0 | 0 | 0 | 0 | 0 | 0 | 0 | 0 | 0.65824 | 0.6889 | 0 | 0.030665
497 | 0 | 0.50687 | 107.5997 | 0 | 0 | 0 | 0 | 0 | 0 | 0 | 0 | 0 | 0 | 0.69704 | 0.19018 | 0 | 0
498 | 0 | 0.76977 | 106.5111 | 0 | 0 | 0 | 0 | 0 | 0 | 0 | 0 | 0 | 0 | 0.76977 | 0 | 0 | 0
499 | 0 | 0.79361 | 105.3888 | 0 | 0 | 0 | 0 | 0 | 0 | 0 | 0 | 0 | 0 | 0.79361 | 0 | 0 | 0
500 | 0 | 0.78207 | 104.2827 | 0 | 0 | 0 | 0 | 0 | 0 | 0 | 0 | 0 | 0 | 0.78207 | 0 | 0 | 0
501 | 0 | 0.76362 | 103.2028 | 0 | 0 | 0 | 0 | 0 | 0 | 0 | 0 | 0 | 0 | 0.76362 | 0 | 0 | 0
502 | 0 | 0.72221 | 102.1815 | 0 | 0 | 0 | 0 | 0 | 0 | 0 | 0 | 0 | 0 | 0.72221 | 0 | 0 | 0
503 | 0 | 0.66816 | 101.2366 | 0 | 0 | 0 | 0 | 0 | 0 | 0 | 0 | 0 | 0 | 0.66816 | 0 | 0 | 0
504 | 0 | 0.62998 | 100.3456 | 0 | 0 | 0 | 0 | 0 | 0 | 0 | 0 | 0 | 0 | 0.62998 | 0 | 0 | 0
505 | 0 | 0.60353 | 99.4921 | 0 | 0 | 0 | 0 | 0 | 0 | 0 | 0 | 0 | 0 | 0.60353 | 0 | 0 | 0
506 | 0 | 0.58335 | 98.6671 | 0 | 0 | 0 | 0 | 0 | 0 | 0 | 0 | 0 | 0 | 0.58335 | 0 | 0 | 0
507 | 0 | 0.57293 | 97.8569 | 0 | 0 | 0 | 0 | 0 | 0 | 0 | 0 | 0 | 0 | 0.57293 | 0 | 0 | 0
508 | 0 | 0.57576 | 97.0426 | 0 | 0 | 0 | 0 | 0 | 0 | 0 | 0 | 0 | 0 | 0.57576 | 0 | 0 | 0
509 | 0 | 0.59558 | 96.2004 | 0 | 0 | 0 | 0 | 0 | 0 | 0 | 0 | 0 | 0 | 0.59558 | 0 | 0 | 0
510 | 0 | 0.638 | 95.2981 | 0 | 0 | 0 | 0 | 0 | 0 | 0 | 0 | 0 | 0 | 0.638 | 0 | 0 | 0
511 | 0 | 0.71945 | 94.2806 | 0 | 0 | 0 | 0 | 0 | 0 | 0 | 0 | 0 | 0 | 0.71945 | 0 | 0 | 0
512 | 0 | 0.7509 | 93.2187 | 0 | 0 | 0 | 0 | 0 | 0 | 0 | 0 | 0 | 0 | 0.7509 | 0 | 0 | 0
513 | 0 | 0.58911 | 92.3856 | 0 | 0 | 0 | 0 | 0 | 0 | 0 | 0 | 0 | 0 | 0.72376 | 0.13465 | 0 | 0
514 | 0 | 0.41543 | 91.7981 | 0 | 0 | 0 | 0 | 0 | 0 | 0 | 0 | 0 | 0 | 0.68508 | 0.26965 | 0 | 0
515 | 0 | 0.19538 | 91.5217 | 0 | 0 | 0 | 0 | 0 | 0 | 0 | 0 | 0 | 0 | 0.66168 | 0.4663 | 0 | 0
516 | 0 | 0.29687 | 91.1019 | 0 | 0 | 0 | 0 | 0 | 0 | 0 | 0 | 0 | 0 | 0.64774 | 0.35087 | 0 | 0
517 | 0 | 0.29555 | 90.6839 | 0 | 0 | 0 | 0 | 0 | 0 | 0 | 0 | 0 | 0 | 0.64497 | 0.34942 | 0 | 0
518 | 0 | 0.49642 | 89.9819 | 0 | 0 | 0 | 0 | 0 | 0 | 0 | 0 | 0 | 0 | 0.65069 | 0.15427 | 0 | 0
519 | 0 | 0.63131 | 89.0891 | 0 | 0 | 0 | 0 | 0 | 0 | 0 | 0 | 0 | 0 | 0.65106 | 0.01975 | 0 | 0
520 | 0 | 0.65024 | 88.1695 | 0 | 0 | 0 | 0 | 0 | 0 | 0 | 0 | 0 | 0 | 0.66529 | 0.01505 | 0 | 0
521 | 0 | 0.70345 | 87.1747 | 0 | 0 | 0 | 0 | 0 | 0 | 0 | 0 | 0 | 0 | 0.70345 | 0 | 0 | 0
522 | 0 | 0.77192 | 86.083 | 0 | 0 | 0 | 0 | 0 | 0 | 0 | 0 | 0 | 0 | 0.77192 | 0 | 0 | 0
523 | 0 | 0.80271 | 84.9478 | 0 | 0 | 0 | 0 | 0 | 0 | 0 | 0 | 0 | 0 | 0.80271 | 0 | 0 | 0
524 | 0 | 0.79261 | 83.8269 | 0 | 0 | 0 | 0 | 0 | 0 | 0 | 0 | 0 | 0 | 0.79261 | 0 | 0 | 0
525 | 0 | 0.7748 | 82.7312 | 0 | 0 | 0 | 0 | 0 | 0 | 0 | 0 | 0 | 0 | 0.7748 | 0 | 0 | 0
526 | 0 | 0.73517 | 81.6915 | 0 | 0 | 0 | 0 | 0 | 0 | 0 | 0 | 0 | 0 | 0.73517 | 0 | 0 | 0
527 | 0 | 0.68068 | 80.7289 | 0 | 0 | 0 | 0 | 0 | 0 | 0 | 0 | 0 | 0 | 0.68068 | 0 | 0 | 0
528 | 0 | 0.6372 | 79.8277 | 0 | 0 | 0 | 0 | 0 | 0 | 0 | 0 | 0 | 0 | 0.6372 | 0 | 0 | 0
529 | 0 | 0.61486 | 78.9582 | 0 | 0 | 0 | 0 | 0 | 0 | 0 | 0 | 0 | 0 | 0.61486 | 0 | 0 | 0
530 | 0 | 0.5944 | 78.1176 | 0 | 0 | 0 | 0 | 0 | 0 | 0 | 0 | 0 | 0 | 0.5944 | 0 | 0 | 0
531 | 0 | 0.58405 | 77.2916 | 0 | 0 | 0 | 0 | 0 | 0 | 0 | 0 | 0 | 0 | 0.58405 | 0 | 0 | 0
532 | 0 | 0.58354 | 76.4664 | 0 | 0 | 0 | 0 | 0 | 0 | 0 | 0 | 0 | 0 | 0.58354 | 0 | 0 | 0
533 | 0 | 0.59852 | 75.6199 | 0 | 0 | 0 | 0 | 0 | 0 | 0 | 0 | 0 | 0 | 0.59852 | 0 | 0 | 0
534 | 0 | 0.63799 | 74.7177 | 0 | 0 | 0 | 0 | 0 | 0 | 0 | 0 | 0 | 0 | 0.63799 | 0 | 0 | 0
535 | 0 | 0.72078 | 73.6984 | 0 | 0 | 0 | 0 | 0 | 0 | 0 | 0 | 0 | 0 | 0.72078 | 0 | 0 | 0
536 | 0 | 0.50215 | 72.9882 | 0 | 0 | 0 | 0 | 0 | 0 | 0 | 0 | 0 | 0 | 0.7573 | 0.25515 | 0 | 0
537 | 0.69875 | 0 | 73.4823 | 0 | 0 | 0 | 0 | 0 | 0 | 0 | 0 | 0 | 0 | 0.7291 | 1.4279 | 0 | 0
538 | 1.8131 | 0 | 74.7644 | 0 | 0 | 0 | 0 | 0 | 0 | 0 | 0 | 0 | 0 | 0.68935 | 2.5025 | 0 | 0
539 | 2.8967 | 0 | 76.8127 | 0 | 0 | 0 | 0 | 0 | 0 | 0 | 0 | 0 | 0 | 0.66722 | 3.5639 | 0 | 0
540 | 1.3119 | 0 | 77.7403 | 0 | 0 | 0 | 0 | 0 | 0 | 0 | 0 | 0 | 0 | 0.65228 | 1.9642 | 0 | 0
541 | 1.9541 | 0 | 79.122 | 0 | 0 | 0 | 0 | 0 | 0 | 0 | 0 | 0 | 0 | 0.64314 | 2.5972 | 0 | 0
542 | 3.0754 | 0 | 81.2967 | 0 | 0 | 0 | 0 | 0 | 0 | 0 | 0 | 0 | 0 | 0.64608 | 3.7215 | 0 | 0
543 | 2.4169 | 0 | 83.0057 | 0 | 0 | 0 | 0 | 0 | 0 | 0 | 0 | 0 | 0 | 0.64486 | 3.0617 | 0 | 0
544 | 1.4541 | 0 | 84.0339 | 0 | 0 | 0 | 0 | 0 | 0 | 0 | 0 | 0 | 0 | 0.6612 | 2.1153 | 0 | 0
545 | 0.13369 | 0 | 84.1284 | 0 | 0 | 0 | 0 | 0 | 0 | 0 | 0 | 0 | 0 | 0.70536 | 0.83905 | 0 | 0
546 | 0 | 0.77044 | 83.0389 | 0 | 0 | 0 | 0 | 0 | 0 | 0 | 0 | 0 | 0 | 0.77044 | 0 | 0 | 0
547 | 0 | 0.794 | 81.916 | 0 | 0 | 0 | 0 | 0 | 0 | 0 | 0 | 0 | 0 | 0.794 | 0 | 0 | 0
548 | 0 | 0.78526 | 80.8055 | 0 | 0 | 0 | 0 | 0 | 0 | 0 | 0 | 0 | 0 | 0.78526 | 0 | 0 | 0
549 | 0 | 0.76898 | 79.7179 | 0 | 0 | 0 | 0 | 0 | 0 | 0 | 0 | 0 | 0 | 0.76898 | 0 | 0 | 0
550 | 0 | 0.72838 | 78.6879 | 0 | 0 | 0 | 0 | 0 | 0 | 0 | 0 | 0 | 0 | 0.72838 | 0 | 0 | 0
551 | 0 | 0.67618 | 77.7316 | 0 | 0 | 0 | 0 | 0 | 0 | 0 | 0 | 0 | 0 | 0.67618 | 0 | 0 | 0
552 | 0 | 0.63222 | 76.8375 | 0 | 0 | 0 | 0 | 0 | 0 | 0 | 0 | 0 | 0 | 0.63222 | 0 | 0 | 0
553 | 0 | 0.60677 | 75.9794 | 0 | 0 | 0 | 0 | 0 | 0 | 0 | 0 | 0 | 0 | 0.60677 | 0 | 0 | 0
554 | 0 | 0.58652 | 75.1499 | 0 | 0 | 0 | 0 | 0 | 0 | 0 | 0 | 0 | 0 | 0.58652 | 0 | 0 | 0
555 | 0 | 0.57601 | 74.3353 | 0 | 0 | 0 | 0 | 0 | 0 | 0 | 0 | 0 | 0 | 0.57601 | 0 | 0 | 0
556 | 0 | 0.57644 | 73.5201 | 0 | 0 | 0 | 0 | 0 | 0 | 0 | 0 | 0 | 0 | 0.57644 | 0 | 0 | 0
557 | 0 | 0.59567 | 72.6777 | 0 | 0 | 0 | 0 | 0 | 0 | 0 | 0 | 0 | 0 | 0.59567 | 0 | 0 | 0
558 | 0 | 0.64341 | 71.7678 | 0 | 0 | 0 | 0 | 0 | 0 | 0 | 0 | 0 | 0 | 0.64341 | 0 | 0 | 0
559 | 0 | 0.71867 | 70.7514 | 0 | 0 | 0 | 0 | 0 | 0 | 0 | 0 | 0 | 0 | 0.71867 | 0 | 0 | 0
560 | 0 | 0.4128 | 70.1677 | 0 | 0 | 0 | 0 | 0 | 0 | 0 | 0 | 0 | 0 | 0.74817 | 0.33537 | 0 | 0
561 | 1.0126 | 0 | 70.8837 | 0 | 0 | 0 | 0 | 0 | 0 | 0 | 0 | 0 | 0 | 0.72464 | 1.7372 | 0 | 0
562 | 2.2319 | 0 | 72.4618 | 0 | 0 | 0 | 0 | 0 | 0 | 0 | 0 | 0 | 0 | 0.69958 | 2.9314 | 0 | 0
563 | 3.0777 | 0 | 74.6381 | 0 | 0 | 0 | 0 | 0 | 0 | 0 | 0 | 0 | 0 | 0.66348 | 3.7412 | 0 | 0
564 | 3.5 | 0 | 77.113 | 0 | 0 | 0 | 0 | 0 | 0 | 0 | 0 | 0 | 0 | 0.65003 | 4.15 | 0 | 0
565 | 2.6244 | 0 | 78.9687 | 0 | 0 | 0 | 0 | 0 | 0 | 0 | 0 | 0 | 0 | 0.64685 | 3.2713 | 0 | 0
566 | 2.1951 | 0 | 80.5209 | 0 | 0 | 0 | 0 | 0 | 0 | 0 | 0 | 0 | 0 | 0.65262 | 2.8477 | 0 | 0
567 | 1.3224 | 0 | 81.456 | 0 | 0 | 0 | 0 | 0 | 0 | 0 | 0 | 0 | 0 | 0.65557 | 1.978 | 0 | 0
568 | 1.6501 | 0 | 82.6228 | 0 | 0 | 0 | 0 | 0 | 0 | 0 | 0 | 0 | 0 | 0.66679 | 2.3169 | 0 | 0
569 | 0.30308 | 0 | 82.8371 | 0 | 0 | 0 | 0 | 0 | 0 | 0 | 0 | 0 | 0 | 0.70592 | 1.009 | 0 | 0
570 | 0 | 0.76499 | 81.7552 | 0 | 0 | 0 | 0 | 0 | 0 | 0 | 0 | 0 | 0 | 0.76499 | 0 | 0 | 0
571 | 0 | 0.78324 | 80.6475 | 0 | 0 | 0 | 0 | 0 | 0 | 0 | 0 | 0 | 0 | 0.78324 | 0 | 0 | 0
572 | 0 | 0.76711 | 79.5627 | 0 | 0 | 0 | 0 | 0 | 0 | 0 | 0 | 0 | 0 | 0.76711 | 0 | 0 | 0
573 | 0 | 0.74945 | 78.5028 | 0 | 0 | 0 | 0 | 0 | 0 | 0 | 0 | 0 | 0 | 0.74945 | 0 | 0 | 0
574 | 0 | 0.71509 | 77.4915 | 0 | 0 | 0 | 0 | 0 | 0 | 0 | 0 | 0 | 0 | 0.71509 | 0 | 0 | 0
575 | 0 | 0.66651 | 76.5489 | 0 | 0 | 0 | 0 | 0 | 0 | 0 | 0 | 0 | 0 | 0.66651 | 0 | 0 | 0
576 | 0 | 0.62889 | 75.6595 | 0 | 0 | 0 | 0 | 0 | 0 | 0 | 0 | 0 | 0 | 0.62889 | 0 | 0 | 0
577 | 0 | 0.5973 | 74.8148 | 0 | 0 | 0 | 0 | 0 | 0 | 0 | 0 | 0 | 0 | 0.5973 | 0 | 0 | 0
578 | 0 | 0.57787 | 73.9976 | 0 | 0 | 0 | 0 | 0 | 0 | 0 | 0 | 0 | 0 | 0.57787 | 0 | 0 | 0
579 | 0 | 0.56758 | 73.1949 | 0 | 0 | 0 | 0 | 0 | 0 | 0 | 0 | 0 | 0 | 0.56758 | 0 | 0 | 0
580 | 0 | 0.56789 | 72.3918 | 0 | 0 | 0 | 0 | 0 | 0 | 0 | 0 | 0 | 0 | 0.56789 | 0 | 0 | 0
581 | 0 | 0.58706 | 71.5616 | 0 | 0 | 0 | 0 | 0 | 0 | 0 | 0 | 0 | 0 | 0.58706 | 0 | 0 | 0
582 | 0 | 0.63096 | 70.6693 | 0 | 0 | 0 | 0 | 0 | 0 | 0 | 0 | 0 | 0 | 0.63096 | 0 | 0 | 0
583 | 0 | 0.70422 | 69.6733 | 0 | 0 | 0 | 0 | 0 | 0 | 0 | 0 | 0 | 0 | 0.70422 | 0 | 0 | 0
584 | 0 | 0.29112 | 69.2616 | 0 | 0 | 0 | 0 | 0 | 0 | 0 | 0 | 0 | 0 | 0.73737 | 0.44625 | 0 | 0
585 | 1.1902 | 0 | 70.1033 | 0 | 0 | 0 | 0 | 0 | 0 | 0 | 0 | 0 | 0 | 0.71745 | 1.9077 | 0 | 0
586 | 2.4348 | 0 | 71.8249 | 0 | 0 | 0 | 0 | 0 | 0 | 0 | 0 | 0 | 0 | 0.68774 | 3.1225 | 0 | 0
587 | 3.237 | 0 | 74.1138 | 0 | 0 | 0 | 0 | 0 | 0 | 0 | 0 | 0 | 0 | 0.66182 | 3.8988 | 0 | 0
588 | 3.6985 | 0 | 76.729 | 0 | 0 | 0 | 0 | 0 | 0 | 0 | 0 | 0 | 0 | 0.63963 | 4.3381 | 0 | 0
589 | 3.768 | 0 | 79.3934 | 0 | 0 | 0 | 0 | 0 | 0 | 0 | 0 | 0 | 0 | 0.62626 | 4.3943 | 0 | 0
590 | 3.4201 | 0 | 81.8118 | 0 | 0 | 0 | 0 | 0 | 0 | 0 | 0 | 0 | 0 | 0.63358 | 4.0537 | 0 | 0
591 | 2.7796 | 0 | 83.7773 | 0 | 0 | 0 | 0 | 0 | 0 | 0 | 0 | 0 | 0 | 0.64739 | 3.427 | 0 | 0
592 | 1.7357 | 0 | 85.0046 | 0 | 0 | 0 | 0 | 0 | 0 | 0 | 0 | 0 | 0 | 0.65691 | 2.3926 | 0 | 0
593 | 0 | 0 | 85.0046 | 0 | 0 | 0 | 0 | 0 | 0 | 0 | 0 | 0 | 0 | 0.68766 | 1.0656 | 0 | 0.37799
594 | 0 | 0.75025 | 83.9436 | 0 | 0 | 0 | 0 | 0 | 0 | 0 | 0 | 0 | 0 | 0.75025 | 0 | 0 | 0
595 | 0 | 0.7639 | 82.8633 | 0 | 0 | 0 | 0 | 0 | 0 | 0 | 0 | 0 | 0 | 0.7639 | 0 | 0 | 0
596 | 0 | 0.74573 | 81.8086 | 0 | 0 | 0 | 0 | 0 | 0 | 0 | 0 | 0 | 0 | 0.74573 | 0 | 0 | 0
597 | 0 | 0.72824 | 80.7787 | 0 | 0 | 0 | 0 | 0 | 0 | 0 | 0 | 0 | 0 | 0.72824 | 0 | 0 | 0
598 | 0 | 0.69588 | 79.7946 | 0 | 0 | 0 | 0 | 0 | 0 | 0 | 0 | 0 | 0 | 0.69588 | 0 | 0 | 0
599 | 0 | 0.65718 | 78.8652 | 0 | 0 | 0 | 0 | 0 | 0 | 0 | 0 | 0 | 0 | 0.65718 | 0 | 0 | 0
600 | 0 | 0.61857 | 77.9904 | 0 | 0 | 0 | 0 | 0 | 0 | 0 | 0 | 0 | 0 | 0.61857 | 0 | 0 | 0
601 | 0 | 0.58297 | 77.166 | 0 | 0 | 0 | 0 | 0 | 0 | 0 | 0 | 0 | 0 | 0.58297 | 0 | 0 | 0
602 | 0 | 0.55998 | 76.374 | 0 | 0 | 0 | 0 | 0 | 0 | 0 | 0 | 0 | 0 | 0.55998 | 0 | 0 | 0
603 | 0 | 0.54621 | 75.6016 | 0 | 0 | 0 | 0 | 0 | 0 | 0 | 0 | 0 | 0 | 0.54621 | 0 | 0 | 0
604 | 0 | 0.54059 | 74.8371 | 0 | 0 | 0 | 0 | 0 | 0 | 0 | 0 | 0 | 0 | 0.54059 | 0 | 0 | 0
605 | 0 | 0.55067 | 74.0583 | 0 | 0 | 0 | 0 | 0 | 0 | 0 | 0 | 0 | 0 | 0.55067 | 0 | 0 | 0
606 | 0 | 0.57604 | 73.2437 | 0 | 0 | 0 | 0 | 0 | 0 | 0 | 0 | 0 | 0 | 0.57604 | 0 | 0 | 0
607 | 0 | 0.60673 | 72.3856 | 0 | 0 | 0 | 0 | 0 | 0 | 0 | 0 | 0 | 0 | 0.60673 | 0 | 0 | 0
608 | 0 | 0.22296 | 72.0703 | 0 | 0 | 0 | 0 | 0 | 0 | 0 | 0 | 0 | 0 | 0.61606 | 0.3931 | 0 | 0
609 | 1.2074 | 0 | 72.9241 | 0 | 0 | 0 | 0 | 0 | 0 | 0 | 0 | 0 | 0 | 0.61423 | 1.8216 | 0 | 0
610 | 2.4565 | 0 | 74.6611 | 0 | 0 | 0 | 0 | 0 | 0 | 0 | 0 | 0 | 0 | 0.59818 | 3.0547 | 0 | 0
611 | 3.2781 | 0 | 76.9791 | 0 | 0 | 0 | 0 | 0 | 0 | 0 | 0 | 0 | 0 | 0.59776 | 3.8759 | 0 | 0
612 | 3.7405 | 0 | 79.624 | 0 | 0 | 0 | 0 | 0 | 0 | 0 | 0 | 0 | 0 | 0.58815 | 4.3286 | 0 | 0
613 | 3.8106 | 0 | 82.3185 | 0 | 0 | 0 | 0 | 0 | 0 | 0 | 0 | 0 | 0 | 0.58263 | 4.3932 | 0 | 0
614 | 3.5029 | 0 | 84.7954 | 0 | 0 | 0 | 0 | 0 | 0 | 0 | 0 | 0 | 0 | 0.58307 | 4.086 | 0 | 0
615 | 2.8226 | 0 | 86.7913 | 0 | 0 | 0 | 0 | 0 | 0 | 0 | 0 | 0 | 0 | 0.58651 | 3.4091 | 0 | 0
616 | 1.785 | 0 | 88.0535 | 0 | 0 | 0 | 0 | 0 | 0 | 0 | 0 | 0 | 0 | 0.60221 | 2.3872 | 0 | 0
617 | 0.44235 | 0 | 88.3663 | 0 | 0 | 0 | 0 | 0 | 0 | 0 | 0 | 0 | 0 | 0.63125 | 1.0736 | 0 | 0
618 | 0 | 0.69213 | 87.3875 | 0 | 0 | 0 | 0 | 0 | 0 | 0 | 0 | 0 | 0 | 0.69213 | 0 | 0 | 0
619 | 0 | 0.71023 | 86.3831 | 0 | 0 | 0 | 0 | 0 | 0 | 0 | 0 | 0 | 0 | 0.71023 | 0 | 0 | 0
620 | 0 | 0.69716 | 85.3972 | 0 | 0 | 0 | 0 | 0 | 0 | 0 | 0 | 0 | 0 | 0.69716 | 0 | 0 | 0
621 | 0 | 0.68071 | 84.4345 | 0 | 0 | 0 | 0 | 0 | 0 | 0 | 0 | 0 | 0 | 0.68071 | 0 | 0 | 0
622 | 0 | 0.65261 | 83.5116 | 0 | 0 | 0 | 0 | 0 | 0 | 0 | 0 | 0 | 0 | 0.65261 | 0 | 0 | 0
623 | 0 | 0.62072 | 82.6337 | 0 | 0 | 0 | 0 | 0 | 0 | 0 | 0 | 0 | 0 | 0.62072 | 0 | 0 | 0
624 | 0 | 0.58523 | 81.8061 | 0 | 0 | 0 | 0 | 0 | 0 | 0 | 0 | 0 | 0 | 0.58523 | 0 | 0 | 0
625 | 0 | 0.56304 | 81.0098 | 0 | 0 | 0 | 0 | 0 | 0 | 0 | 0 | 0 | 0 | 0.56304 | 0 | 0 | 0
626 | 0 | 0.54389 | 80.2407 | 0 | 0 | 0 | 0 | 0 | 0 | 0 | 0 | 0 | 0 | 0.54389 | 0 | 0 | 0
627 | 0 | 0.53169 | 79.4887 | 0 | 0 | 0 | 0 | 0 | 0 | 0 | 0 | 0 | 0 | 0.53169 | 0 | 0 | 0
628 | 0 | 0.52668 | 78.7439 | 0 | 0 | 0 | 0 | 0 | 0 | 0 | 0 | 0 | 0 | 0.52668 | 0 | 0 | 0
629 | 0 | 0.528 | 77.9972 | 0 | 0 | 0 | 0 | 0 | 0 | 0 | 0 | 0 | 0 | 0.528 | 0 | 0 | 0
630 | 0 | 0.5417 | 77.2311 | 0 | 0 | 0 | 0 | 0 | 0 | 0 | 0 | 0 | 0 | 0.5417 | 0 | 0 | 0
631 | 0 | 0.56567 | 76.4311 | 0 | 0 | 0 | 0 | 0 | 0 | 0 | 0 | 0 | 0 | 0.56567 | 0 | 0 | 0
632 | 0 | 0.50064 | 75.7231 | 0 | 0 | 0 | 0 | 0 | 0 | 0 | 0 | 0 | 0 | 0.57651 | 0.075875 | 0 | 0
633 | 0 | 0 | 75.7231 | 0 | 0 | 0 | 0 | 0 | 0 | 0 | 0 | 0 | 0 | 0.56844 | 0.74165 | 0 | 0.17322
634 | 0.77766 | 0 | 76.273 | 0 | 0 | 0 | 0 | 0 | 0 | 0 | 0 | 0 | 0 | 0.54999 | 1.3276 | 0 | 0
635 | 1.57 | 0 | 77.3831 | 0 | 0 | 0 | 0 | 0 | 0 | 0 | 0 | 0 | 0 | 0.53924 | 2.1092 | 0 | 0
636 | 2.2366 | 0 | 78.9646 | 0 | 0 | 0 | 0 | 0 | 0 | 0 | 0 | 0 | 0 | 0.52813 | 2.7647 | 0 | 0
637 | 2.6576 | 0 | 80.8438 | 0 | 0 | 0 | 0 | 0 | 0 | 0 | 0 | 0 | 0 | 0.52018 | 3.1778 | 0 | 0
638 | 1.672 | 0 | 82.0261 | 0 | 0 | 0 | 0 | 0 | 0 | 0 | 0 | 0 | 0 | 0.53509 | 2.2071 | 0 | 0
639 | 0.54465 | 0 | 82.4113 | 0 | 0 | 0 | 0 | 0 | 0 | 0 | 0 | 0 | 0 | 0.5453 | 1.0899 | 0 | 0
640 | 0 | 0 | 82.4113 | 0 | 0 | 0 | 0 | 0 | 0 | 0 | 0 | 0 | 0 | 0.56993 | 0.60935 | 0 | 0.039421
641 | 0 | 0.40259 | 81.8419 | 0 | 0 | 0 | 0 | 0 | 0 | 0 | 0 | 0 | 0 | 0.61327 | 0.21068 | 0 | 0
642 | 0 | 0.68092 | 80.8789 | 0 | 0 | 0 | 0 | 0 | 0 | 0 | 0 | 0 | 0 | 0.68092 | 0 | 0 | 0
643 | 0 | 0.71452 | 79.8685 | 0 | 0 | 0 | 0 | 0 | 0 | 0 | 0 | 0 | 0 | 0.71452 | 0 | 0 | 0
644 | 0 | 0.70368 | 78.8733 | 0 | 0 | 0 | 0 | 0 | 0 | 0 | 0 | 0 | 0 | 0.70368 | 0 | 0 | 0
645 | 0 | 0.68509 | 77.9045 | 0 | 0 | 0 | 0 | 0 | 0 | 0 | 0 | 0 | 0 | 0.68509 | 0 | 0 | 0
646 | 0 | 0.64987 | 76.9854 | 0 | 0 | 0 | 0 | 0 | 0 | 0 | 0 | 0 | 0 | 0.64987 | 0 | 0 | 0
647 | 0 | 0.61275 | 76.1188 | 0 | 0 | 0 | 0 | 0 | 0 | 0 | 0 | 0 | 0 | 0.61275 | 0 | 0 | 0
648 | 0 | 0.57908 | 75.2999 | 0 | 0 | 0 | 0 | 0 | 0 | 0 | 0 | 0 | 0 | 0.57908 | 0 | 0 | 0
649 | 0 | 0.54985 | 74.5223 | 0 | 0 | 0 | 0 | 0 | 0 | 0 | 0 | 0 | 0 | 0.54985 | 0 | 0 | 0
650 | 0 | 0.53364 | 73.7676 | 0 | 0 | 0 | 0 | 0 | 0 | 0 | 0 | 0 | 0 | 0.53364 | 0 | 0 | 0
651 | 0 | 0.53669 | 73.0086 | 0 | 0 | 0 | 0 | 0 | 0 | 0 | 0 | 0 | 0 | 0.53669 | 0 | 0 | 0
652 | 0 | 0.5401 | 72.2448 | 0 | 0 | 0 | 0 | 0 | 0 | 0 | 0 | 0 | 0 | 0.5401 | 0 | 0 | 0
653 | 0 | 0.55918 | 71.454 | 0 | 0 | 0 | 0 | 0 | 0 | 0 | 0 | 0 | 0 | 0.55918 | 0 | 0 | 0
654 | 0 | 0.59142 | 70.6176 | 0 | 0 | 0 | 0 | 0 | 0 | 0 | 0 | 0 | 0 | 0.59142 | 0 | 0 | 0
655 | 0 | 0.66934 | 69.671 | 0 | 0 | 0 | 0 | 0 | 0 | 0 | 0 | 0 | 0 | 0.66934 | 0 | 0 | 0
656 | 0 | 0.22419 | 69.354 | 0 | 0 | 0 | 0 | 0 | 0 | 0 | 0 | 0 | 0 | 0.70512 | 0.48092 | 0 | 0
657 | 1.1865 | 0 | 70.193 | 0 | 0 | 0 | 0 | 0 | 0 | 0 | 0 | 0 | 0 | 0.70716 | 1.8937 | 0 | 0
658 | 0.29253 | 0 | 70.3998 | 0 | 0 | 0 | 0 | 0 | 0 | 0 | 0 | 0 | 0 | 0.69937 | 0.9919 | 0 | 0
659 | 0.96914 | 0 | 71.0851 | 0 | 0 | 0 | 0 | 0 | 0 | 0 | 0 | 0 | 0 | 0.69251 | 1.6617 | 0 | 0
660 | 1.7661 | 0 | 72.3339 | 0 | 0 | 0 | 0 | 0 | 0 | 0 | 0 | 0 | 0 | 0.6787 | 2.4448 | 0 | 0
661 | 2.5181 | 0 | 74.1145 | 0 | 0 | 0 | 0 | 0 | 0 | 0 | 0 | 0 | 0 | 0.66602 | 3.1841 | 0 | 0
662 | 1.9596 | 0 | 75.5001 | 0 | 0 | 0 | 0 | 0 | 0 | 0 | 0 | 0 | 0 | 0.66312 | 2.6227 | 0 | 0
663 | 1.3187 | 0 | 76.4326 | 0 | 0 | 0 | 0 | 0 | 0 | 0 | 0 | 0 | 0 | 0.65952 | 1.9782 | 0 | 0
664 | 0.23508 | 0 | 76.5988 | 0 | 0 | 0 | 0 | 0 | 0 | 0 | 0 | 0 | 0 | 0.68122 | 0.9163 | 0 | 0
665 | 0 | 0.36015 | 76.0895 | 0 | 0 | 0 | 0 | 0 | 0 | 0 | 0 | 0 | 0 | 0.70918 | 0.34902 | 0 | 0
666 | 0 | 0.76303 | 75.0104 | 0 | 0 | 0 | 0 | 0 | 0 | 0 | 0 | 0 | 0 | 0.76303 | 0 | 0 | 0
667 | 0 | 0.78032 | 73.9068 | 0 | 0 | 0 | 0 | 0 | 0 | 0 | 0 | 0 | 0 | 0.78032 | 0 | 0 | 0
668 | 0 | 0.76413 | 72.8262 | 0 | 0 | 0 | 0 | 0 | 0 | 0 | 0 | 0 | 0 | 0.76413 | 0 | 0 | 0
669 | 0 | 0.74016 | 71.7795 | 0 | 0 | 0 | 0 | 0 | 0 | 0 | 0 | 0 | 0 | 0.74016 | 0 | 0 | 0
670 | 0 | 0.70909 | 70.7766 | 0 | 0 | 0 | 0 | 0 | 0 | 0 | 0 | 0 | 0 | 0.70909 | 0 | 0 | 0
671 | 0 | 0.65597 | 69.849 | 0 | 0 | 0 | 0 | 0 | 0 | 0 | 0 | 0 | 0 | 0.65597 | 0 | 0 | 0
672 | 0 | 0.6134 | 68.9815 | 0 | 0 | 0 | 0 | 0 | 0 | 0 | 0 | 0 | 0 | 0.6134 | 0 | 0 | 0
673 | 0 | 0.58671 | 68.1518 | 0 | 0 | 0 | 0 | 0 | 0 | 0 | 0 | 0 | 0 | 0.58671 | 0 | 0 | 0
674 | 0 | 0.56984 | 67.3459 | 0 | 0 | 0 | 0 | 0 | 0 | 0 | 0 | 0 | 0 | 0.56984 | 0 | 0 | 0
675 | 0 | 0.56185 | 66.5513 | 0 | 0 | 0 | 0 | 0 | 0 | 0 | 0 | 0 | 0 | 0.56185 | 0 | 0 | 0
676 | 0 | 0.56024 | 65.759 | 0 | 0 | 0 | 0 | 0 | 0 | 0 | 0 | 0 | 0 | 0.56024 | 0 | 0 | 0
677 | 0 | 0.56413 | 64.9612 | 0 | 0 | 0 | 0 | 0 | 0 | 0 | 0 | 0 | 0 | 0.56413 | 0 | 0 | 0
678 | 0 | 0.60358 | 64.1076 | 0 | 0 | 0 | 0 | 0 | 0 | 0 | 0 | 0 | 0 | 0.60358 | 0 | 0 | 0
679 | 0 | 0.66755 | 63.1636 | 0 | 0 | 0 | 0 | 0 | 0 | 0 | 0 | 0 | 0 | 0.66755 | 0 | 0 | 0
680 | 0 | 0.38005 | 62.6261 | 0 | 0 | 0 | 0 | 0 | 0 | 0 | 0 | 0 | 0 | 0.70322 | 0.32317 | 0 | 0
681 | 0.72436 | 0 | 63.1383 | 0 | 0 | 0 | 0 | 0 | 0 | 0 | 0 | 0 | 0 | 0.70064 | 1.425 | 0 | 0
682 | 1.6629 | 0 | 64.3141 | 0 | 0 | 0 | 0 | 0 | 0 | 0 | 0 | 0 | 0 | 0.68702 | 2.3499 | 0 | 0
683 | 1.5361 | 0 | 65.4003 | 0 | 0 | 0 | 0 | 0 | 0 | 0 | 0 | 0 | 0 | 0.66888 | 2.205 | 0 | 0
684 | 2.4857 | 0 | 67.1579 | 0 | 0 | 0 | 0 | 0 | 0 | 0 | 0 | 0 | 0 | 0.65669 | 3.1423 | 0 | 0
685 | 1.6371 | 0 | 68.3156 | 0 | 0 | 0 | 0 | 0 | 0 | 0 | 0 | 0 | 0 | 0.64415 | 2.2812 | 0 | 0
686 | 1.3929 | 0 | 69.3005 | 0 | 0 | 0 | 0 | 0 | 0 | 0 | 0 | 0 | 0 | 0.65009 | 2.043 | 0 | 0
687 | 0 | 0.37141 | 68.7752 | 0 | 0 | 0 | 0 | 0 | 0 | 0 | 0 | 0 | 0 | 0.65623 | 0.28482 | 0 | 0
688 | 1.0194 | 0 | 69.4961 | 0 | 0 | 0 | 0 | 0 | 0 | 0 | 0 | 0 | 0 | 0.67642 | 1.6959 | 0 | 0
689 | 0 | 0 | 69.4961 | 0 | 0 | 0 | 0 | 0 | 0 | 0 | 0 | 0 | 0 | 0.69904 | 0.7604 | 0 | 0.061363
690 | 0 | 0.75362 | 68.4303 | 0 | 0 | 0 | 0 | 0 | 0 | 0 | 0 | 0 | 0 | 0.75362 | 0 | 0 | 0
691 | 0 | 0.77665 | 67.332 | 0 | 0 | 0 | 0 | 0 | 0 | 0 | 0 | 0 | 0 | 0.77665 | 0 | 0 | 0
692 | 0 | 0.76124 | 66.2554 | 0 | 0 | 0 | 0 | 0 | 0 | 0 | 0 | 0 | 0 | 0.76124 | 0 | 0 | 0
693 | 0 | 0.7398 | 65.2092 | 0 | 0 | 0 | 0 | 0 | 0 | 0 | 0 | 0 | 0 | 0.7398 | 0 | 0 | 0
694 | 0 | 0.69627 | 64.2245 | 0 | 0 | 0 | 0 | 0 | 0 | 0 | 0 | 0 | 0 | 0.69627 | 0 | 0 | 0
695 | 0 | 0.64593 | 63.311 | 0 | 0 | 0 | 0 | 0 | 0 | 0 | 0 | 0 | 0 | 0.64593 | 0 | 0 | 0
696 | 0 | 0.60081 | 62.4613 | 0 | 0 | 0 | 0 | 0 | 0 | 0 | 0 | 0 | 0 | 0.60081 | 0 | 0 | 0
697 | 0 | 0.57576 | 61.6471 | 0 | 0 | 0 | 0 | 0 | 0 | 0 | 0 | 0 | 0 | 0.57576 | 0 | 0 | 0
698 | 0 | 0.56126 | 60.8533 | 0 | 0 | 0 | 0 | 0 | 0 | 0 | 0 | 0 | 0 | 0.56126 | 0 | 0 | 0
699 | 0 | 0.54962 | 60.0761 | 0 | 0 | 0 | 0 | 0 | 0 | 0 | 0 | 0 | 0 | 0.54962 | 0 | 0 | 0
700 | 0 | 0.54864 | 59.3002 | 0 | 0 | 0 | 0 | 0 | 0 | 0 | 0 | 0 | 0 | 0.54864 | 0 | 0 | 0
701 | 0 | 0.56499 | 58.5012 | 0 | 0 | 0 | 0 | 0 | 0 | 0 | 0 | 0 | 0 | 0.56499 | 0 | 0 | 0
702 | 0 | 0.60815 | 57.6411 | 0 | 0 | 0 | 0 | 0 | 0 | 0 | 0 | 0 | 0 | 0.60815 | 0 | 0 | 0
703 | 0 | 0.67369 | 56.6884 | 0 | 0 | 0 | 0 | 0 | 0 | 0 | 0 | 0 | 0 | 0.67369 | 0 | 0 | 0
704 | 0 | 0.68808 | 55.7153 | 0 | 0 | 0 | 0 | 0 | 0 | 0 | 0 | 0 | 0 | 0.70891 | 0.020825 | 0 | 0
705 | 0 | 0.47104 | 55.0491 | 0 | 0 | 0 | 0 | 0 | 0 | 0 | 0 | 0 | 0 | 0.70289 | 0.23185 | 0 | 0
706 | 0 | 0.24694 | 54.6999 | 0 | 0 | 0 | 0 | 0 | 0 | 0 | 0 | 0 | 0 | 0.68959 | 0.44265 | 0 | 0
707 | 1.782 | 0 | 55.96 | 0 | 0 | 0 | 0 | 0 | 0 | 0 | 0 | 0 | 0 | 0.67051 | 2.4525 | 0 | 0
708 | 0.62937 | 0 | 56.405 | 0 | 0 | 0 | 0 | 0 | 0 | 0 | 0 | 0 | 0 | 0.65358 | 1.283 | 0 | 0
709 | 0 | 0 | 56.405 | 0 | 0 | 0 | 0 | 0 | 0 | 0 | 0 | 0 | 0 | 0.63879 | 0.68065 | 0 | 0.041862
710 | 0 | 0.18658 | 56.1411 | 0 | 0 | 0 | 0 | 0 | 0 | 0 | 0 | 0 | 0 | 0.62813 | 0.44155 | 0 | 0
711 | 0 | 0.10092 | 55.9984 | 0 | 0 | 0 | 0 | 0 | 0 | 0 | 0 | 0 | 0 | 0.63712 | 0.5362 | 0 | 0
712 | 0 | 0.45888 | 55.3494 | 0 | 0 | 0 | 0 | 0 | 0 | 0 | 0 | 0 | 0 | 0.66276 | 0.20388 | 0 | 0
713 | 0 | 0.63668 | 54.449 | 0 | 0 | 0 | 0 | 0 | 0 | 0 | 0 | 0 | 0 | 0.69883 | 0.06215 | 0 | 0
714 | 0 | 0.7534 | 53.3836 | 0 | 0 | 0 | 0 | 0 | 0 | 0 | 0 | 0 | 0 | 0.7534 | 0 | 0 | 0
715 | 0 | 0.77642 | 52.2856 | 0 | 0 | 0 | 0 | 0 | 0 | 0 | 0 | 0 | 0 | 0.77642 | 0 | 0 | 0
716 | 0 | 0.76337 | 51.206 | 0 | 0 | 0 | 0 | 0 | 0 | 0 | 0 | 0 | 0 | 0.76337 | 0 | 0 | 0
717 | 0 | 0.74004 | 50.1594 | 0 | 0 | 0 | 0 | 0 | 0 | 0 | 0 | 0 | 0 | 0.74004 | 0 | 0 | 0
718 | 0 | 0.69678 | 49.174 | 0 | 0 | 0 | 0 | 0 | 0 | 0 | 0 | 0 | 0 | 0.69678 | 0 | 0 | 0
719 | 0 | 0.64308 | 48.2646 | 0 | 0 | 0 | 0 | 0 | 0 | 0 | 0 | 0 | 0 | 0.64308 | 0 | 0 | 0
720 | 0 | 0.60367 | 47.4108 | 0 | 0 | 0 | 0 | 0 | 0 | 0 | 0 | 0 | 0 | 0.60367 | 0 | 0 | 0
721 | 0 | 0.5761 | 46.5961 | 0 | 0 | 0 | 0 | 0 | 0 | 0 | 0 | 0 | 0 | 0.5761 | 0 | 0 | 0
722 | 0 | 0.55544 | 45.8106 | 0 | 0 | 0 | 0 | 0 | 0 | 0 | 0 | 0 | 0 | 0.55544 | 0 | 0 | 0
723 | 0 | 0.54515 | 45.0397 | 0 | 0 | 0 | 0 | 0 | 0 | 0 | 0 | 0 | 0 | 0.54515 | 0 | 0 | 0
724 | 0 | 0.54401 | 44.2703 | 0 | 0 | 0 | 0 | 0 | 0 | 0 | 0 | 0 | 0 | 0.54401 | 0 | 0 | 0
725 | 0 | 0.55864 | 43.4803 | 0 | 0 | 0 | 0 | 0 | 0 | 0 | 0 | 0 | 0 | 0.55864 | 0 | 0 | 0
726 | 0 | 0.59557 | 42.638 | 0 | 0 | 0 | 0 | 0 | 0 | 0 | 0 | 0 | 0 | 0.59557 | 0 | 0 | 0
727 | 0 | 0.66807 | 41.6932 | 0 | 0 | 0 | 0 | 0 | 0 | 0 | 0 | 0 | 0 | 0.66807 | 0 | 0 | 0
728 | 0 | 0.70518 | 40.696 | 0 | 0 | 0 | 0 | 0 | 0 | 0 | 0 | 0 | 0 | 0.70518 | 0 | 0 | 0
729 | 0 | 0.59441 | 39.8553 | 0 | 0 | 0 | 0 | 0 | 0 | 0 | 0 | 0 | 0 | 0.70121 | 0.1068 | 0 | 0
730 | 0 | 0.47493 | 39.1837 | 0 | 0 | 0 | 0 | 0 | 0 | 0 | 0 | 0 | 0 | 0.69786 | 0.22293 | 0 | 0
731 | 0 | 0.67068 | 38.2352 | 0 | 0 | 0 | 0 | 0 | 0 | 0 | 0 | 0 | 0 | 0.69275 | 0.022075 | 0 | 0
732 | 0 | 0 | 38.2352 | 0 | 0 | 0 | 0 | 0 | 0 | 0 | 0 | 0 | 0 | 0.68266 | 0.8157 | 0 | 0.13304
733 | 0 | 0 | 38.2352 | 0 | 0 | 0 | 0 | 0 | 0 | 0 | 0 | 0 | 0 | 0.68141 | 0.85455 | 0 | 0.17314
734 | 0.35472 | 0 | 38.486 | 0 | 0 | 0 | 0 | 0 | 0 | 0 | 0 | 0 | 0 | 0.68593 | 1.0407 | 0 | 0
735 | 0 | 0 | 38.486 | 0 | 0 | 0 | 0 | 0 | 0 | 0 | 0 | 0 | 0 | 0.67302 | 0.8772 | 0 | 0.20418
736 | 0 | 0.51211 | 37.7618 | 0 | 0 | 0 | 0 | 0 | 0 | 0 | 0 | 0 | 0 | 0.68026 | 0.16815 | 0 | 0
737 | 0 | 0.65966 | 36.8289 | 0 | 0 | 0 | 0 | 0 | 0 | 0 | 0 | 0 | 0 | 0.70781 | 0.04815 | 0 | 0
738 | 0 | 0.75749 | 35.7576 | 0 | 0 | 0 | 0 | 0 | 0 | 0 | 0 | 0 | 0 | 0.75749 | 0 | 0 | 0
739 | 0 | 0.78379 | 34.6492 | 0 | 0 | 0 | 0 | 0 | 0 | 0 | 0 | 0 | 0 | 0.78379 | 0 | 0 | 0
740 | 0 | 0.77116 | 33.5586 | 0 | 0 | 0 | 0 | 0 | 0 | 0 | 0 | 0 | 0 | 0.77116 | 0 | 0 | 0
741 | 0 | 0.74988 | 32.4981 | 0 | 0 | 0 | 0 | 0 | 0 | 0 | 0 | 0 | 0 | 0.74988 | 0 | 0 | 0
742 | 0 | 0.70973 | 31.4944 | 0 | 0 | 0 | 0 | 0 | 0 | 0 | 0 | 0 | 0 | 0.70973 | 0 | 0 | 0
743 | 0 | 0.65978 | 30.5613 | 0 | 0 | 0 | 0 | 0 | 0 | 0 | 0 | 0 | 0 | 0.65978 | 0 | 0 | 0
744 | 0 | 0.62017 | 29.6843 | 0 | 0 | 0 | 0 | 0 | 0 | 0 | 0 | 0 | 0 | 0.62017 | 0 | 0 | 0
745 | 0 | 0.58416 | 28.8582 | 0 | 0 | 0 | 0 | 0 | 0 | 0 | 0 | 0 | 0 | 0.58416 | 0 | 0 | 0
746 | 0 | 0.56254 | 28.0626 | 0 | 0 | 0 | 0 | 0 | 0 | 0 | 0 | 0 | 0 | 0.56254 | 0 | 0 | 0
747 | 0 | 0.55087 | 27.2836 | 0 | 0 | 0 | 0 | 0 | 0 | 0 | 0 | 0 | 0 | 0.55087 | 0 | 0 | 0
748 | 0 | 0.54998 | 26.5058 | 0 | 0 | 0 | 0 | 0 | 0 | 0 | 0 | 0 | 0 | 0.54998 | 0 | 0 | 0
749 | 0 | 0.56505 | 25.7067 | 0 | 0 | 0 | 0 | 0 | 0 | 0 | 0 | 0 | 0 | 0.56505 | 0 | 0 | 0
750 | 0 | 0.60057 | 24.8573 | 0 | 0 | 0 | 0 | 0 | 0 | 0 | 0 | 0 | 0 | 0.60057 | 0 | 0 | 0
751 | 0 | 0.67368 | 23.9046 | 0 | 0 | 0 | 0 | 0 | 0 | 0 | 0 | 0 | 0 | 0.67368 | 0 | 0 | 0
752 | 0 | 0.062931 | 23.8156 | 0 | 0 | 0 | 0 | 0 | 0 | 0 | 0 | 0 | 0 | 0.70318 | 0.64025 | 0 | 0
753 | 0.82113 | 0 | 24.3962 | 0 | 0 | 0 | 0 | 0 | 0 | 0 | 0 | 0 | 0 | 0.6922 | 2.1942 | 0 | 0.68083
754 | 2.7803 | 0 | 26.3622 | 0 | 0 | 0 | 0 | 0 | 0 | 0 | 0 | 0 | 0 | 0.682 | 3.4623 | 0 | 0
755 | 3.6811 | 0 | 28.9652 | 0 | 0 | 0 | 0 | 0 | 0 | 0 | 0 | 0 | 0 | 0.67813 | 4.3593 | 0 | 0
756 | 4.1485 | 0 | 31.8986 | 0 | 0 | 0 | 0 | 0 | 0 | 0 | 0 | 0 | 0 | 0.67053 | 4.819 | 0 | 0
757 | 4.194 | 0 | 34.8642 | 0 | 0 | 0 | 0 | 0 | 0 | 0 | 0 | 0 | 0 | 0.66655 | 4.8605 | 0 | 0
758 | 3.8107 | 0 | 37.5588 | 0 | 0 | 0 | 0 | 0 | 0 | 0 | 0 | 0 | 0 | 0.6691 | 4.4798 | 0 | 0
759 | 3.1161 | 0 | 39.7622 | 0 | 0 | 0 | 0 | 0 | 0 | 0 | 0 | 0 | 0 | 0.6739 | 3.79 | 0 | 0
760 | 1.9601 | 0 | 41.1482 | 0 | 0 | 0 | 0 | 0 | 0 | 0 | 0 | 0 | 0 | 0.6919 | 2.6521 | 0 | 0
761 | 0.50825 | 0 | 41.5076 | 0 | 0 | 0 | 0 | 0 | 0 | 0 | 0 | 0 | 0 | 0.71715 | 1.2254 | 0 | 0
762 | 0 | 0.75867 | 40.4347 | 0 | 0 | 0 | 0 | 0 | 0 | 0 | 0 | 0 | 0 | 0.75867 | 0 | 0 | 0
763 | 0 | 0.76847 | 39.3479 | 0 | 0 | 0 | 0 | 0 | 0 | 0 | 0 | 0 | 0 | 0.76847 | 0 | 0 | 0
764 | 0 | 0.75123 | 38.2855 | 0 | 0 | 0 | 0 | 0 | 0 | 0 | 0 | 0 | 0 | 0.75123 | 0 | 0 | 0
765 | 0 | 0.73053 | 37.2524 | 0 | 0 | 0 | 0 | 0 | 0 | 0 | 0 | 0 | 0 | 0.73053 | 0 | 0 | 0
766 | 0 | 0.69704 | 36.2666 | 0 | 0 | 0 | 0 | 0 | 0 | 0 | 0 | 0 | 0 | 0.69704 | 0 | 0 | 0
767 | 0 | 0.65185 | 35.3448 | 0 | 0 | 0 | 0 | 0 | 0 | 0 | 0 | 0 | 0 | 0.65185 | 0 | 0 | 0
768 | 0 | 0.60985 | 34.4823 | 0 | 0 | 0 | 0 | 0 | 0 | 0 | 0 | 0 | 0 | 0.60985 | 0 | 0 | 0
769 | 0 | 0.57793 | 33.665 | 0 | 0 | 0 | 0 | 0 | 0 | 0 | 0 | 0 | 0 | 0.57793 | 0 | 0 | 0
770 | 0 | 0.55487 | 32.8803 | 0 | 0 | 0 | 0 | 0 | 0 | 0 | 0 | 0 | 0 | 0.55487 | 0 | 0 | 0
771 | 0 | 0.54935 | 32.1034 | 0 | 0 | 0 | 0 | 0 | 0 | 0 | 0 | 0 | 0 | 0.54935 | 0 | 0 | 0
772 | 0 | 0.54124 | 31.338 | 0 | 0 | 0 | 0 | 0 | 0 | 0 | 0 | 0 | 0 | 0.54124 | 0 | 0 | 0
773 | 0 | 0.54445 | 30.568 | 0 | 0 | 0 | 0 | 0 | 0 | 0 | 0 | 0 | 0 | 0.54445 | 0 | 0 | 0
774 | 0 | 0.56094 | 29.7747 | 0 | 0 | 0 | 0 | 0 | 0 | 0 | 0 | 0 | 0 | 0.56094 | 0 | 0 | 0
775 | 0 | 0.58898 | 28.9418 | 0 | 0 | 0 | 0 | 0 | 0 | 0 | 0 | 0 | 0 | 0.58898 | 0 | 0 | 0
776 | 0 | 0.59301 | 28.1031 | 0 | 0 | 0 | 0 | 0 | 0 | 0 | 0 | 0 | 0 | 0.61029 | 0.017275 | 0 | 0
777 | 0 | 0.44759 | 27.4701 | 0 | 0 | 0 | 0 | 0 | 0 | 0 | 0 | 0 | 0 | 0.63282 | 0.18523 | 0 | 0
778 | 0 | 0 | 27.4701 | 0 | 0 | 0 | 0 | 0 | 0 | 0 | 0 | 0 | 0 | 0.65262 | 0.86885 | 0 | 0.21623
779 | 1.5776 | 0 | 28.5857 | 0 | 0 | 0 | 0 | 0 | 0 | 0 | 0 | 0 | 0 | 0.66595 | 2.2436 | 0 | 0
780 | 1.8992 | 0 | 29.9287 | 0 | 0 | 0 | 0 | 0 | 0 | 0 | 0 | 0 | 0 | 0.66035 | 2.5596 | 0 | 0
781 | 2.3738 | 0 | 31.6072 | 0 | 0 | 0 | 0 | 0 | 0 | 0 | 0 | 0 | 0 | 0.64849 | 3.0223 | 0 | 0
782 | 1.452 | 0 | 32.6339 | 0 | 0 | 0 | 0 | 0 | 0 | 0 | 0 | 0 | 0 | 0.6431 | 2.0951 | 0 | 0
783 | 1.555 | 0 | 33.7334 | 0 | 0 | 0 | 0 | 0 | 0 | 0 | 0 | 0 | 0 | 0.64384 | 2.1989 | 0 | 0
784 | 0.87549 | 0 | 34.3525 | 0 | 0 | 0 | 0 | 0 | 0 | 0 | 0 | 0 | 0 | 0.64646 | 1.5219 | 0 | 0
785 | 0.54533 | 0 | 34.7381 | 0 | 0 | 0 | 0 | 0 | 0 | 0 | 0 | 0 | 0 | 0.66102 | 1.2064 | 0 | 0
786 | 0 | 0.71064 | 33.7331 | 0 | 0 | 0 | 0 | 0 | 0 | 0 | 0 | 0 | 0 | 0.71064 | 0 | 0 | 0
787 | 0 | 0.73359 | 32.6957 | 0 | 0 | 0 | 0 | 0 | 0 | 0 | 0 | 0 | 0 | 0.73359 | 0 | 0 | 0
788 | 0 | 0.7219 | 31.6748 | 0 | 0 | 0 | 0 | 0 | 0 | 0 | 0 | 0 | 0 | 0.7219 | 0 | 0 | 0
789 | 0 | 0.70506 | 30.6776 | 0 | 0 | 0 | 0 | 0 | 0 | 0 | 0 | 0 | 0 | 0.70506 | 0 | 0 | 0
790 | 0 | 0.68731 | 29.7056 | 0 | 0 | 0 | 0 | 0 | 0 | 0 | 0 | 0 | 0 | 0.68731 | 0 | 0 | 0
791 | 0 | 0.65252 | 28.7828 | 0 | 0 | 0 | 0 | 0 | 0 | 0 | 0 | 0 | 0 | 0.65252 | 0 | 0 | 0
792 | 0 | 0.61504 | 27.913 | 0 | 0 | 0 | 0 | 0 | 0 | 0 | 0 | 0 | 0 | 0.61504 | 0 | 0 | 0
793 | 0 | 0.58651 | 27.0836 | 0 | 0 | 0 | 0 | 0 | 0 | 0 | 0 | 0 | 0 | 0.58651 | 0 | 0 | 0
794 | 0 | 0.56435 | 26.2855 | 0 | 0 | 0 | 0 | 0 | 0 | 0 | 0 | 0 | 0 | 0.56435 | 0 | 0 | 0
795 | 0 | 0.54975 | 25.508 | 0 | 0 | 0 | 0 | 0 | 0 | 0 | 0 | 0 | 0 | 0.54975 | 0 | 0 | 0
796 | 0 | 0.54033 | 24.7439 | 0 | 0 | 0 | 0 | 0 | 0 | 0 | 0 | 0 | 0 | 0.54033 | 0 | 0 | 0
797 | 0 | 0.5416 | 23.978 | 0 | 0 | 0 | 0 | 0 | 0 | 0 | 0 | 0 | 0 | 0.5416 | 0 | 0 | 0
798 | 0 | 0.55387 | 23.1947 | 0 | 0 | 0 | 0 | 0 | 0 | 0 | 0 | 0 | 0 | 0.55387 | 0 | 0 | 0
799 | 0 | 0.57435 | 22.3824 | 0 | 0 | 0 | 0 | 0 | 0 | 0 | 0 | 0 | 0 | 0.57435 | 0 | 0 | 0
800 | 0 | 0.012786 | 22.3643 | 0 | 0 | 0 | 0 | 0 | 0 | 0 | 0 | 0 | 0 | 0.58849 | 0.5757 | 0 | 0
801 | 0.49124 | 0 | 22.7117 | 0 | 0 | 0 | 0 | 0 | 0 | 0 | 0 | 0 | 0 | 0.60941 | 1.9898 | 0 | 0.88915
802 | 2.5414 | 0 | 24.5087 | 0 | 0 | 0 | 0 | 0 | 0 | 0 | 0 | 0 | 0 | 0.62517 | 3.1665 | 0 | 0
803 | 3.3094 | 0 | 26.8488 | 0 | 0 | 0 | 0 | 0 | 0 | 0 | 0 | 0 | 0 | 0.62556 | 3.935 | 0 | 0
804 | 3.6987 | 0 | 29.4642 | 0 | 0 | 0 | 0 | 0 | 0 | 0 | 0 | 0 | 0 | 0.63926 | 4.338 | 0 | 0
805 | 3.781 | 0 | 32.1378 | 0 | 0 | 0 | 0 | 0 | 0 | 0 | 0 | 0 | 0 | 0.63126 | 4.4123 | 0 | 0
806 | 3.4909 | 0 | 34.6062 | 0 | 0 | 0 | 0 | 0 | 0 | 0 | 0 | 0 | 0 | 0.62798 | 4.1189 | 0 | 0
807 | 0 | 0 | 34.6062 | 0 | 0 | 0 | 0 | 0 | 0 | 0 | 0 | 0 | 0 | 0.62812 | 2.7124 | 0 | 2.0843
808 | 0 | 0 | 34.6062 | 0 | 0 | 0 | 0 | 0 | 0 | 0 | 0 | 0 | 0 | 0.63016 | 2.4752 | 0 | 1.8451
809 | 0.51849 | 0 | 34.9728 | 0 | 0 | 0 | 0 | 0 | 0 | 0 | 0 | 0 | 0 | 0.64216 | 1.1606 | 0 | 0
810 | 0 | 0.68408 | 34.0054 | 0 | 0 | 0 | 0 | 0 | 0 | 0 | 0 | 0 | 0 | 0.68408 | 0 | 0 | 0
811 | 0 | 0.7076 | 33.0047 | 0 | 0 | 0 | 0 | 0 | 0 | 0 | 0 | 0 | 0 | 0.7076 | 0 | 0 | 0
812 | 0 | 0.7087 | 32.0024 | 0 | 0 | 0 | 0 | 0 | 0 | 0 | 0 | 0 | 0 | 0.7087 | 0 | 0 | 0
813 | 0 | 0.7016 | 31.0102 | 0 | 0 | 0 | 0 | 0 | 0 | 0 | 0 | 0 | 0 | 0.7016 | 0 | 0 | 0
814 | 0 | 0.67431 | 30.0566 | 0 | 0 | 0 | 0 | 0 | 0 | 0 | 0 | 0 | 0 | 0.67431 | 0 | 0 | 0
815 | 0 | 0.63029 | 29.1652 | 0 | 0 | 0 | 0 | 0 | 0 | 0 | 0 | 0 | 0 | 0.63029 | 0 | 0 | 0
816 | 0 | 0.59375 | 28.3255 | 0 | 0 | 0 | 0 | 0 | 0 | 0 | 0 | 0 | 0 | 0.59375 | 0 | 0 | 0
817 | 0 | 0.56839 | 27.5217 | 0 | 0 | 0 | 0 | 0 | 0 | 0 | 0 | 0 | 0 | 0.56839 | 0 | 0 | 0
818 | 0 | 0.55214 | 26.7409 | 0 | 0 | 0 | 0 | 0 | 0 | 0 | 0 | 0 | 0 | 0.55214 | 0 | 0 | 0
819 | 0 | 0.54561 | 25.9693 | 0 | 0 | 0 | 0 | 0 | 0 | 0 | 0 | 0 | 0 | 0.54561 | 0 | 0 | 0
820 | 0 | 0.54773 | 25.1946 | 0 | 0 | 0 | 0 | 0 | 0 | 0 | 0 | 0 | 0 | 0.54773 | 0 | 0 | 0
821 | 0 | 0.56741 | 24.3922 | 0 | 0 | 0 | 0 | 0 | 0 | 0 | 0 | 0 | 0 | 0.56741 | 0 | 0 | 0
822 | 0 | 0.61184 | 23.5269 | 0 | 0 | 0 | 0 | 0 | 0 | 0 | 0 | 0 | 0 | 0.61184 | 0 | 0 | 0
823 | 0 | 0.68063 | 22.5644 | 0 | 0 | 0 | 0 | 0 | 0 | 0 | 0 | 0 | 0 | 0.68063 | 0 | 0 | 0
824 | 0 | 0.14145 | 22.3643 | 0 | 0 | 0 | 0 | 0 | 0 | 0 | 0 | 0 | 0 | 0.7201 | 0.57865 | 0 | 0
825 | 1.2757 | 0 | 23.2664 | 0 | 0 | 0 | 0 | 0 | 0 | 0 | 0 | 0 | 0 | 0.72262 | 1.9983 | 0 | 0
826 | 0 | 0 | 23.2664 | 0 | 0 | 0 | 0 | 0 | 0 | 0 | 0 | 0 | 0 | 0.72856 | 3.1923 | 0 | 2.4637
827 | 3.2523 | 0 | 25.5661 | 0 | 0 | 0 | 0 | 0 | 0 | 0 | 0 | 0 | 0 | 0.72791 | 3.9802 | 0 | 0
828 | 3.7043 | 0 | 28.1854 | 0 | 0 | 0 | 0 | 0 | 0 | 0 | 0 | 0 | 0 | 0.72821 | 4.4325 | 0 | 0
829 | 3.8055 | 0 | 30.8763 | 0 | 0 | 0 | 0 | 0 | 0 | 0 | 0 | 0 | 0 | 0.715 | 4.5205 | 0 | 0
830 | 2.7088 | 0 | 32.7917 | 0 | 0 | 0 | 0 | 0 | 0 | 0 | 0 | 0 | 0 | 0.70673 | 3.4156 | 0 | 0
831 | 2.8527 | 0 | 34.8089 | 0 | 0 | 0 | 0 | 0 | 0 | 0 | 0 | 0 | 0 | 0.69812 | 3.5508 | 0 | 0
832 | 1.8059 | 0 | 36.0858 | 0 | 0 | 0 | 0 | 0 | 0 | 0 | 0 | 0 | 0 | 0.70584 | 2.5117 | 0 | 0
833 | 0.45037 | 0 | 36.4043 | 0 | 0 | 0 | 0 | 0 | 0 | 0 | 0 | 0 | 0 | 0.73173 | 1.1821 | 0 | 0
834 | 0 | 0.78753 | 35.2906 | 0 | 0 | 0 | 0 | 0 | 0 | 0 | 0 | 0 | 0 | 0.78753 | 0 | 0 | 0
835 | 0 | 0.81606 | 34.1365 | 0 | 0 | 0 | 0 | 0 | 0 | 0 | 0 | 0 | 0 | 0.81606 | 0 | 0 | 0
836 | 0 | 0.80391 | 32.9996 | 0 | 0 | 0 | 0 | 0 | 0 | 0 | 0 | 0 | 0 | 0.80391 | 0 | 0 | 0
837 | 0 | 0.78348 | 31.8916 | 0 | 0 | 0 | 0 | 0 | 0 | 0 | 0 | 0 | 0 | 0.78348 | 0 | 0 | 0
838 | 0 | 0.74059 | 30.8442 | 0 | 0 | 0 | 0 | 0 | 0 | 0 | 0 | 0 | 0 | 0.74059 | 0 | 0 | 0
839 | 0 | 0.68845 | 29.8706 | 0 | 0 | 0 | 0 | 0 | 0 | 0 | 0 | 0 | 0 | 0.68845 | 0 | 0 | 0
840 | 0 | 0.64604 | 28.957 | 0 | 0 | 0 | 0 | 0 | 0 | 0 | 0 | 0 | 0 | 0.64604 | 0 | 0 | 0
841 | 0 | 0.61659 | 28.085 | 0 | 0 | 0 | 0 | 0 | 0 | 0 | 0 | 0 | 0 | 0.61659 | 0 | 0 | 0
842 | 0 | 0.59791 | 27.2394 | 0 | 0 | 0 | 0 | 0 | 0 | 0 | 0 | 0 | 0 | 0.59791 | 0 | 0 | 0
843 | 0 | 0.58783 | 26.4081 | 0 | 0 | 0 | 0 | 0 | 0 | 0 | 0 | 0 | 0 | 0.58783 | 0 | 0 | 0
844 | 0 | 0.58383 | 25.5824 | 0 | 0 | 0 | 0 | 0 | 0 | 0 | 0 | 0 | 0 | 0.58383 | 0 | 0 | 0
845 | 0 | 0.5921 | 24.7451 | 0 | 0 | 0 | 0 | 0 | 0 | 0 | 0 | 0 | 0 | 0.5921 | 0 | 0 | 0
846 | 0 | 0.63762 | 23.8433 | 0 | 0 | 0 | 0 | 0 | 0 | 0 | 0 | 0 | 0 | 0.63762 | 0 | 0 | 0
847 | 0 | 0.71317 | 22.8348 | 0 | 0 | 0 | 0 | 0 | 0 | 0 | 0 | 0 | 0 | 0.71317 | 0 | 0 | 0
848 | 0 | 0.19448 | 22.5597 | 0 | 0 | 0 | 0 | 0 | 0 | 0 | 0 | 0 | 0 | 0.74728 | 0.5528 | 0 | 0
849 | 1.2427 | 0 | 23.4385 | 0 | 0 | 0 | 0 | 0 | 0 | 0 | 0 | 0 | 0 | 0.7415 | 1.9843 | 0 | 0
850 | 2.4626 | 0 | 25.1798 | 0 | 0 | 0 | 0 | 0 | 0 | 0 | 0 | 0 | 0 | 0.71855 | 3.1812 | 0 | 0
851 | 3.3027 | 0 | 27.5152 | 0 | 0 | 0 | 0 | 0 | 0 | 0 | 0 | 0 | 0 | 0.69483 | 3.9975 | 0 | 0
852 | 3.707 | 0 | 30.1364 | 0 | 0 | 0 | 0 | 0 | 0 | 0 | 0 | 0 | 0 | 0.68769 | 4.3947 | 0 | 0
853 | 3.7844 | 0 | 32.8124 | 0 | 0 | 0 | 0 | 0 | 0 | 0 | 0 | 0 | 0 | 0.67996 | 4.4643 | 0 | 0
854 | 3.5035 | 0 | 35.2897 | 0 | 0 | 0 | 0 | 0 | 0 | 0 | 0 | 0 | 0 | 0.67177 | 4.1753 | 0 | 0
855 | 2.8699 | 0 | 37.319 | 0 | 0 | 0 | 0 | 0 | 0 | 0 | 0 | 0 | 0 | 0.66142 | 3.5313 | 0 | 0
856 | 0 | 0 | 37.319 | 0 | 0 | 0 | 0 | 0 | 0 | 0 | 0 | 0 | 0 | 0.67422 | 2.5087 | 0 | 1.8345
857 | 0 | 0 | 37.319 | 0 | 0 | 0 | 0 | 0 | 0 | 0 | 0 | 0 | 0 | 0.70833 | 1.2174 | 0 | 0.50912
858 | 0 | 0.77818 | 36.2185 | 0 | 0 | 0 | 0 | 0 | 0 | 0 | 0 | 0 | 0 | 0.77818 | 0 | 0 | 0
859 | 0 | 0.82365 | 35.0537 | 0 | 0 | 0 | 0 | 0 | 0 | 0 | 0 | 0 | 0 | 0.82365 | 0 | 0 | 0
860 | 0 | 0.8191 | 33.8953 | 0 | 0 | 0 | 0 | 0 | 0 | 0 | 0 | 0 | 0 | 0.8191 | 0 | 0 | 0
861 | 0 | 0.80491 | 32.757 | 0 | 0 | 0 | 0 | 0 | 0 | 0 | 0 | 0 | 0 | 0.80491 | 0 | 0 | 0
862 | 0 | 0.76312 | 31.6778 | 0 | 0 | 0 | 0 | 0 | 0 | 0 | 0 | 0 | 0 | 0.76312 | 0 | 0 | 0
863 | 0 | 0.71336 | 30.6689 | 0 | 0 | 0 | 0 | 0 | 0 | 0 | 0 | 0 | 0 | 0.71336 | 0 | 0 | 0
864 | 0 | 0.66492 | 29.7286 | 0 | 0 | 0 | 0 | 0 | 0 | 0 | 0 | 0 | 0 | 0.66492 | 0 | 0 | 0
865 | 0 | 0.63418 | 28.8317 | 0 | 0 | 0 | 0 | 0 | 0 | 0 | 0 | 0 | 0 | 0.63418 | 0 | 0 | 0
866 | 0 | 0.61386 | 27.9636 | 0 | 0 | 0 | 0 | 0 | 0 | 0 | 0 | 0 | 0 | 0.61386 | 0 | 0 | 0
867 | 0 | 0.60327 | 27.1104 | 0 | 0 | 0 | 0 | 0 | 0 | 0 | 0 | 0 | 0 | 0.60327 | 0 | 0 | 0
868 | 0 | 0.60409 | 26.2561 | 0 | 0 | 0 | 0 | 0 | 0 | 0 | 0 | 0 | 0 | 0.60409 | 0 | 0 | 0
869 | 0 | 0.62558 | 25.3714 | 0 | 0 | 0 | 0 | 0 | 0 | 0 | 0 | 0 | 0 | 0.62558 | 0 | 0 | 0
870 | 0 | 0.67705 | 24.4139 | 0 | 0 | 0 | 0 | 0 | 0 | 0 | 0 | 0 | 0 | 0.67705 | 0 | 0 | 0
871 | 0 | 0.75455 | 23.3468 | 0 | 0 | 0 | 0 | 0 | 0 | 0 | 0 | 0 | 0 | 0.75455 | 0 | 0 | 0
872 | 0 | 0.17314 | 23.102 | 0 | 0 | 0 | 0 | 0 | 0 | 0 | 0 | 0 | 0 | 0.78139 | 0.60825 | 0 | 0
873 | 1.2157 | 0 | 23.9616 | 0 | 0 | 0 | 0 | 0 | 0 | 0 | 0 | 0 | 0 | 0.74841 | 2.0111 | 0 | 0.047002
874 | 2.4884 | 0 | 25.7212 | 0 | 0 | 0 | 0 | 0 | 0 | 0 | 0 | 0 | 0 | 0.70926 | 3.1977 | 0 | 0
875 | 3.2955 | 0 | 28.0515 | 0 | 0 | 0 | 0 | 0 | 0 | 0 | 0 | 0 | 0 | 0.67484 | 3.9703 | 0 | 0
876 | 3.7256 | 0 | 30.6859 | 0 | 0 | 0 | 0 | 0 | 0 | 0 | 0 | 0 | 0 | 0.64968 | 4.3753 | 0 | 0
877 | 3.8029 | 0 | 33.375 | 0 | 0 | 0 | 0 | 0 | 0 | 0 | 0 | 0 | 0 | 0.63641 | 4.4394 | 0 | 0
878 | 3.5078 | 0 | 35.8554 | 0 | 0 | 0 | 0 | 0 | 0 | 0 | 0 | 0 | 0 | 0.63793 | 4.1457 | 0 | 0
879 | 2.8647 | 0 | 37.881 | 0 | 0 | 0 | 0 | 0 | 0 | 0 | 0 | 0 | 0 | 0.64009 | 3.5048 | 0 | 0
880 | 1.8546 | 0 | 39.1924 | 0 | 0 | 0 | 0 | 0 | 0 | 0 | 0 | 0 | 0 | 0.65658 | 2.5112 | 0 | 0
881 | 0.5336 | 0 | 39.5697 | 0 | 0 | 0 | 0 | 0 | 0 | 0 | 0 | 0 | 0 | 0.69935 | 1.2329 | 0 | 0
882 | 0 | 0.75752 | 38.4984 | 0 | 0 | 0 | 0 | 0 | 0 | 0 | 0 | 0 | 0 | 0.75752 | 0 | 0 | 0
883 | 0 | 0.81823 | 37.3413 | 0 | 0 | 0 | 0 | 0 | 0 | 0 | 0 | 0 | 0 | 0.81823 | 0 | 0 | 0
884 | 0 | 0.81457 | 36.1893 | 0 | 0 | 0 | 0 | 0 | 0 | 0 | 0 | 0 | 0 | 0.81457 | 0 | 0 | 0
885 | 0 | 0.80128 | 35.0561 | 0 | 0 | 0 | 0 | 0 | 0 | 0 | 0 | 0 | 0 | 0.80128 | 0 | 0 | 0
886 | 0 | 0.76425 | 33.9753 | 0 | 0 | 0 | 0 | 0 | 0 | 0 | 0 | 0 | 0 | 0.76425 | 0 | 0 | 0
887 | 0 | 0.71295 | 32.967 | 0 | 0 | 0 | 0 | 0 | 0 | 0 | 0 | 0 | 0 | 0.71295 | 0 | 0 | 0
888 | 0 | 0.66737 | 32.0232 | 0 | 0 | 0 | 0 | 0 | 0 | 0 | 0 | 0 | 0 | 0.66737 | 0 | 0 | 0
889 | 0 | 0.6384 | 31.1204 | 0 | 0 | 0 | 0 | 0 | 0 | 0 | 0 | 0 | 0 | 0.6384 | 0 | 0 | 0
890 | 0 | 0.61525 | 30.2503 | 0 | 0 | 0 | 0 | 0 | 0 | 0 | 0 | 0 | 0 | 0.61525 | 0 | 0 | 0
891 | 0 | 0.60827 | 29.3901 | 0 | 0 | 0 | 0 | 0 | 0 | 0 | 0 | 0 | 0 | 0.60827 | 0 | 0 | 0
892 | 0 | 0.60959 | 28.528 | 0 | 0 | 0 | 0 | 0 | 0 | 0 | 0 | 0 | 0 | 0.60959 | 0 | 0 | 0
893 | 0 | 0.63201 | 27.6342 | 0 | 0 | 0 | 0 | 0 | 0 | 0 | 0 | 0 | 0 | 0.63201 | 0 | 0 | 0
894 | 0 | 0.68177 | 26.67 | 0 | 0 | 0 | 0 | 0 | 0 | 0 | 0 | 0 | 0 | 0.68177 | 0 | 0 | 0
895 | 0 | 0.76141 | 25.5932 | 0 | 0 | 0 | 0 | 0 | 0 | 0 | 0 | 0 | 0 | 0.76141 | 0 | 0 | 0
896 | 0 | 0.20183 | 25.3078 | 0 | 0 | 0 | 0 | 0 | 0 | 0 | 0 | 0 | 0 | 0.78377 | 0.58195 | 0 | 0
897 | 1.2379 | 0 | 26.1831 | 0 | 0 | 0 | 0 | 0 | 0 | 0 | 0 | 0 | 0 | 0.75657 | 1.9945 | 0 | 0
898 | 2.4662 | 0 | 27.927 | 0 | 0 | 0 | 0 | 0 | 0 | 0 | 0 | 0 | 0 | 0.71831 | 3.1845 | 0 | 0
899 | 3.2985 | 0 | 30.2593 | 0 | 0 | 0 | 0 | 0 | 0 | 0 | 0 | 0 | 0 | 0.68636 | 3.9848 | 0 | 0
900 | 3.7163 | 0 | 32.8872 | 0 | 0 | 0 | 0 | 0 | 0 | 0 | 0 | 0 | 0 | 0.66566 | 4.382 | 0 | 0
901 | 3.7757 | 0 | 35.557 | 0 | 0 | 0 | 0 | 0 | 0 | 0 | 0 | 0 | 0 | 0.65459 | 4.4303 | 0 | 0
902 | 3.4768 | 0 | 38.0155 | 0 | 0 | 0 | 0 | 0 | 0 | 0 | 0 | 0 | 0 | 0.65246 | 4.1292 | 0 | 0
903 | 2.8129 | 0 | 40.0045 | 0 | 0 | 0 | 0 | 0 | 0 | 0 | 0 | 0 | 0 | 0.65433 | 3.4672 | 0 | 0
904 | 1.8254 | 0 | 41.2952 | 0 | 0 | 0 | 0 | 0 | 0 | 0 | 0 | 0 | 0 | 0.66707 | 2.4925 | 0 | 0
905 | 0.51391 | 0 | 41.6586 | 0 | 0 | 0 | 0 | 0 | 0 | 0 | 0 | 0 | 0 | 0.70129 | 1.2152 | 0 | 0
906 | 0 | 0.76478 | 40.5771 | 0 | 0 | 0 | 0 | 0 | 0 | 0 | 0 | 0 | 0 | 0.76478 | 0 | 0 | 0
907 | 0 | 0.81102 | 39.4301 | 0 | 0 | 0 | 0 | 0 | 0 | 0 | 0 | 0 | 0 | 0.81102 | 0 | 0 | 0
908 | 0 | 0.80758 | 38.288 | 0 | 0 | 0 | 0 | 0 | 0 | 0 | 0 | 0 | 0 | 0.80758 | 0 | 0 | 0
909 | 0 | 0.79522 | 37.1634 | 0 | 0 | 0 | 0 | 0 | 0 | 0 | 0 | 0 | 0 | 0.79522 | 0 | 0 | 0
910 | 0 | 0.75774 | 36.0918 | 0 | 0 | 0 | 0 | 0 | 0 | 0 | 0 | 0 | 0 | 0.75774 | 0 | 0 | 0
911 | 0 | 0.70713 | 35.0918 | 0 | 0 | 0 | 0 | 0 | 0 | 0 | 0 | 0 | 0 | 0.70713 | 0 | 0 | 0
912 | 0 | 0.65981 | 34.1586 | 0 | 0 | 0 | 0 | 0 | 0 | 0 | 0 | 0 | 0 | 0.65981 | 0 | 0 | 0
913 | 0 | 0.62029 | 33.2814 | 0 | 0 | 0 | 0 | 0 | 0 | 0 | 0 | 0 | 0 | 0.62029 | 0 | 0 | 0
914 | 0 | 0.6062 | 32.4241 | 0 | 0 | 0 | 0 | 0 | 0 | 0 | 0 | 0 | 0 | 0.6062 | 0 | 0 | 0
915 | 0 | 0.5991 | 31.5769 | 0 | 0 | 0 | 0 | 0 | 0 | 0 | 0 | 0 | 0 | 0.5991 | 0 | 0 | 0
916 | 0 | 0.60003 | 30.7283 | 0 | 0 | 0 | 0 | 0 | 0 | 0 | 0 | 0 | 0 | 0.60003 | 0 | 0 | 0
917 | 0 | 0.62071 | 29.8505 | 0 | 0 | 0 | 0 | 0 | 0 | 0 | 0 | 0 | 0 | 0.62071 | 0 | 0 | 0
918 | 0 | 0.66641 | 28.908 | 0 | 0 | 0 | 0 | 0 | 0 | 0 | 0 | 0 | 0 | 0.66641 | 0 | 0 | 0
919 | 0 | 0.74173 | 27.8591 | 0 | 0 | 0 | 0 | 0 | 0 | 0 | 0 | 0 | 0 | 0.74173 | 0 | 0 | 0
920 | 0 | 0.17186 | 27.616 | 0 | 0 | 0 | 0 | 0 | 0 | 0 | 0 | 0 | 0 | 0.75721 | 0.58535 | 0 | 0
921 | 0 | 0 | 27.616 | 0 | 0 | 0 | 0 | 0 | 0 | 0 | 0 | 0 | 0 | 0.73625 | 1.9676 | 0 | 1.2314
922 | 2.4057 | 0 | 29.3171 | 0 | 0 | 0 | 0 | 0 | 0 | 0 | 0 | 0 | 0 | 0.7131 | 3.1189 | 0 | 0
923 | 3.1715 | 0 | 31.5597 | 0 | 0 | 0 | 0 | 0 | 0 | 0 | 0 | 0 | 0 | 0.68268 | 3.8542 | 0 | 0
924 | 3.6314 | 0 | 34.1275 | 0 | 0 | 0 | 0 | 0 | 0 | 0 | 0 | 0 | 0 | 0.66478 | 4.2961 | 0 | 0
925 | 3.7153 | 0 | 36.7546 | 0 | 0 | 0 | 0 | 0 | 0 | 0 | 0 | 0 | 0 | 0.6581 | 4.3734 | 0 | 0
926 | 3.4489 | 0 | 39.1934 | 0 | 0 | 0 | 0 | 0 | 0 | 0 | 0 | 0 | 0 | 0.66507 | 4.114 | 0 | 0
927 | 2.8131 | 0 | 41.1826 | 0 | 0 | 0 | 0 | 0 | 0 | 0 | 0 | 0 | 0 | 0.66371 | 3.4769 | 0 | 0
928 | 1.8162 | 0 | 42.4668 | 0 | 0 | 0 | 0 | 0 | 0 | 0 | 0 | 0 | 0 | 0.68189 | 2.4981 | 0 | 0
929 | 0.53424 | 0 | 42.8446 | 0 | 0 | 0 | 0 | 0 | 0 | 0 | 0 | 0 | 0 | 0.7104 | 1.2447 | 0 | 0
930 | 0 | 0.75796 | 41.7727 | 0 | 0 | 0 | 0 | 0 | 0 | 0 | 0 | 0 | 0 | 0.75796 | 0 | 0 | 0
931 | 0 | 0.78785 | 40.6585 | 0 | 0 | 0 | 0 | 0 | 0 | 0 | 0 | 0 | 0 | 0.78785 | 0 | 0 | 0
932 | 0 | 0.77696 | 39.5597 | 0 | 0 | 0 | 0 | 0 | 0 | 0 | 0 | 0 | 0 | 0.77696 | 0 | 0 | 0
933 | 0 | 0.761 | 38.4835 | 0 | 0 | 0 | 0 | 0 | 0 | 0 | 0 | 0 | 0 | 0.761 | 0 | 0 | 0
934 | 0 | 0.72877 | 37.4528 | 0 | 0 | 0 | 0 | 0 | 0 | 0 | 0 | 0 | 0 | 0.72877 | 0 | 0 | 0
935 | 0 | 0.68784 | 36.4801 | 0 | 0 | 0 | 0 | 0 | 0 | 0 | 0 | 0 | 0 | 0.68784 | 0 | 0 | 0
936 | 0 | 0.64505 | 35.5678 | 0 | 0 | 0 | 0 | 0 | 0 | 0 | 0 | 0 | 0 | 0.64505 | 0 | 0 | 0
937 | 0 | 0.62158 | 34.6888 | 0 | 0 | 0 | 0 | 0 | 0 | 0 | 0 | 0 | 0 | 0.62158 | 0 | 0 | 0
938 | 0 | 0.60137 | 33.8383 | 0 | 0 | 0 | 0 | 0 | 0 | 0 | 0 | 0 | 0 | 0.60137 | 0 | 0 | 0
939 | 0 | 0.58639 | 33.009 | 0 | 0 | 0 | 0 | 0 | 0 | 0 | 0 | 0 | 0 | 0.58639 | 0 | 0 | 0
940 | 0 | 0.57915 | 32.19 | 0 | 0 | 0 | 0 | 0 | 0 | 0 | 0 | 0 | 0 | 0.57915 | 0 | 0 | 0
941 | 0 | 0.58389 | 31.3643 | 0 | 0 | 0 | 0 | 0 | 0 | 0 | 0 | 0 | 0 | 0.58389 | 0 | 0 | 0
942 | 0 | 0.60232 | 30.5124 | 0 | 0 | 0 | 0 | 0 | 0 | 0 | 0 | 0 | 0 | 0.60232 | 0 | 0 | 0
943 | 0 | 0.63348 | 29.6166 | 0 | 0 | 0 | 0 | 0 | 0 | 0 | 0 | 0 | 0 | 0.63348 | 0 | 0 | 0
944 | 0 | 0 | 29.6166 | 0 | 0 | 0 | 0 | 0 | 0 | 0 | 0 | 0 | 0 | 0.64853 | 0.65125 | 0 | 0.00272
945 | 1.3736 | 0 | 30.5879 | 0 | 0 | 0 | 0 | 0 | 0 | 0 | 0 | 0 | 0 | 0.66303 | 2.0366 | 0 | 0
946 | 2.5209 | 0 | 32.3704 | 0 | 0 | 0 | 0 | 0 | 0 | 0 | 0 | 0 | 0 | 0.65072 | 3.1716 | 0 | 0
947 | 3.2945 | 0 | 34.6999 | 0 | 0 | 0 | 0 | 0 | 0 | 0 | 0 | 0 | 0 | 0.64208 | 3.9365 | 0 | 0
948 | 3.7333 | 0 | 37.3398 | 0 | 0 | 0 | 0 | 0 | 0 | 0 | 0 | 0 | 0 | 0.62556 | 4.3589 | 0 | 0
949 | 3.8126 | 0 | 40.0357 | 0 | 0 | 0 | 0 | 0 | 0 | 0 | 0 | 0 | 0 | 0.61552 | 4.4281 | 0 | 0
950 | 2.4284 | 0 | 41.7529 | 0 | 0 | 0 | 0 | 0 | 0 | 0 | 0 | 0 | 0 | 0.6052 | 3.0337 | 0 | 0
951 | 2.3917 | 0 | 43.4441 | 0 | 0 | 0 | 0 | 0 | 0 | 0 | 0 | 0 | 0 | 0.60003 | 2.9918 | 0 | 0
952 | 0.97381 | 0 | 44.1327 | 0 | 0 | 0 | 0 | 0 | 0 | 0 | 0 | 0 | 0 | 0.60569 | 1.5795 | 0 | 0
953 | 0 | 0 | 44.1327 | 0 | 0 | 0 | 0 | 0 | 0 | 0 | 0 | 0 | 0 | 0.63952 | 0.77455 | 0 | 0.13503
954 | 0 | 0.69788 | 43.1458 | 0 | 0 | 0 | 0 | 0 | 0 | 0 | 0 | 0 | 0 | 0.69788 | 0 | 0 | 0
955 | 0 | 0.73747 | 42.1028 | 0 | 0 | 0 | 0 | 0 | 0 | 0 | 0 | 0 | 0 | 0.73747 | 0 | 0 | 0
956 | 0 | 0.72788 | 41.0734 | 0 | 0 | 0 | 0 | 0 | 0 | 0 | 0 | 0 | 0 | 0.72788 | 0 | 0 | 0
957 | 0 | 0.71634 | 40.0604 | 0 | 0 | 0 | 0 | 0 | 0 | 0 | 0 | 0 | 0 | 0.71634 | 0 | 0 | 0
958 | 0 | 0.6956 | 39.0767 | 0 | 0 | 0 | 0 | 0 | 0 | 0 | 0 | 0 | 0 | 0.6956 | 0 | 0 | 0
959 | 0 | 0.66586 | 38.135 | 0 | 0 | 0 | 0 | 0 | 0 | 0 | 0 | 0 | 0 | 0.66586 | 0 | 0 | 0
960 | 0 | 0.62824 | 37.2465 | 0 | 0 | 0 | 0 | 0 | 0 | 0 | 0 | 0 | 0 | 0.62824 | 0 | 0 | 0
961 | 0 | 0.60045 | 36.3974 | 0 | 0 | 0 | 0 | 0 | 0 | 0 | 0 | 0 | 0 | 0.60045 | 0 | 0 | 0
962 | 0 | 0.58064 | 35.5762 | 0 | 0 | 0 | 0 | 0 | 0 | 0 | 0 | 0 | 0 | 0.58064 | 0 | 0 | 0
963 | 0 | 0.56924 | 34.7712 | 0 | 0 | 0 | 0 | 0 | 0 | 0 | 0 | 0 | 0 | 0.56924 | 0 | 0 | 0
964 | 0 | 0.56239 | 33.9758 | 0 | 0 | 0 | 0 | 0 | 0 | 0 | 0 | 0 | 0 | 0.56239 | 0 | 0 | 0
965 | 0 | 0.56475 | 33.1772 | 0 | 0 | 0 | 0 | 0 | 0 | 0 | 0 | 0 | 0 | 0.56475 | 0 | 0 | 0
966 | 0 | 0.5778 | 32.36 | 0 | 0 | 0 | 0 | 0 | 0 | 0 | 0 | 0 | 0 | 0.5778 | 0 | 0 | 0
967 | 0 | 0.6034 | 31.5067 | 0 | 0 | 0 | 0 | 0 | 0 | 0 | 0 | 0 | 0 | 0.6034 | 0 | 0 | 0
968 | 0 | 0.17575 | 31.2581 | 0 | 0 | 0 | 0 | 0 | 0 | 0 | 0 | 0 | 0 | 0.61053 | 0.43478 | 0 | 0
969 | 0.72299 | 0 | 31.7694 | 0 | 0 | 0 | 0 | 0 | 0 | 0 | 0 | 0 | 0 | 0.61566 | 1.3386 | 0 | 0
970 | 2.5799 | 0 | 33.5937 | 0 | 0 | 0 | 0 | 0 | 0 | 0 | 0 | 0 | 0 | 0.60755 | 3.1875 | 0 | 0
971 | 3.308 | 0 | 35.9328 | 0 | 0 | 0 | 0 | 0 | 0 | 0 | 0 | 0 | 0 | 0.59878 | 3.9068 | 0 | 0
972 | 3.7286 | 0 | 38.5693 | 0 | 0 | 0 | 0 | 0 | 0 | 0 | 0 | 0 | 0 | 0.59135 | 4.32 | 0 | 0
973 | 3.7828 | 0 | 41.2441 | 0 | 0 | 0 | 0 | 0 | 0 | 0 | 0 | 0 | 0 | 0.58893 | 4.3717 | 0 | 0
974 | 3.5254 | 0 | 43.7369 | 0 | 0 | 0 | 0 | 0 | 0 | 0 | 0 | 0 | 0 | 0.58173 | 4.1071 | 0 | 0
975 | 2.9489 | 0 | 45.8221 | 0 | 0 | 0 | 0 | 0 | 0 | 0 | 0 | 0 | 0 | 0.58162 | 3.5305 | 0 | 0
976 | 1.9712 | 0 | 47.216 | 0 | 0 | 0 | 0 | 0 | 0 | 0 | 0 | 0 | 0 | 0.603 | 2.5743 | 0 | 0
977 | 0.67917 | 0 | 47.6963 | 0 | 0 | 0 | 0 | 0 | 0 | 0 | 0 | 0 | 0 | 0.64523 | 1.3244 | 0 | 0
978 | 0 | 0.71014 | 46.692 | 0 | 0 | 0 | 0 | 0 | 0 | 0 | 0 | 0 | 0 | 0.71014 | 0 | 0 | 0
979 | 0 | 0.75879 | 45.6189 | 0 | 0 | 0 | 0 | 0 | 0 | 0 | 0 | 0 | 0 | 0.75879 | 0 | 0 | 0
980 | 0 | 0.75419 | 44.5523 | 0 | 0 | 0 | 0 | 0 | 0 | 0 | 0 | 0 | 0 | 0.75419 | 0 | 0 | 0
981 | 0 | 0.73987 | 43.506 | 0 | 0 | 0 | 0 | 0 | 0 | 0 | 0 | 0 | 0 | 0.73987 | 0 | 0 | 0
982 | 0 | 0.70991 | 42.502 | 0 | 0 | 0 | 0 | 0 | 0 | 0 | 0 | 0 | 0 | 0.70991 | 0 | 0 | 0
983 | 0 | 0.66637 | 41.5596 | 0 | 0 | 0 | 0 | 0 | 0 | 0 | 0 | 0 | 0 | 0.66637 | 0 | 0 | 0
984 | 0 | 0.6324 | 40.6653 | 0 | 0 | 0 | 0 | 0 | 0 | 0 | 0 | 0 | 0 | 0.6324 | 0 | 0 | 0
985 | 0 | 0.60667 | 39.8073 | 0 | 0 | 0 | 0 | 0 | 0 | 0 | 0 | 0 | 0 | 0.60667 | 0 | 0 | 0
986 | 0 | 0.59103 | 38.9715 | 0 | 0 | 0 | 0 | 0 | 0 | 0 | 0 | 0 | 0 | 0.59103 | 0 | 0 | 0
987 | 0 | 0.58624 | 38.1424 | 0 | 0 | 0 | 0 | 0 | 0 | 0 | 0 | 0 | 0 | 0.58624 | 0 | 0 | 0
988 | 0 | 0.59179 | 37.3055 | 0 | 0 | 0 | 0 | 0 | 0 | 0 | 0 | 0 | 0 | 0.59179 | 0 | 0 | 0
989 | 0 | 0.61267 | 36.439 | 0 | 0 | 0 | 0 | 0 | 0 | 0 | 0 | 0 | 0 | 0.61267 | 0 | 0 | 0
990 | 0 | 0.65664 | 35.5104 | 0 | 0 | 0 | 0 | 0 | 0 | 0 | 0 | 0 | 0 | 0.65664 | 0 | 0 | 0
991 | 0 | 0.72923 | 34.4791 | 0 | 0 | 0 | 0 | 0 | 0 | 0 | 0 | 0 | 0 | 0.72923 | 0 | 0 | 0
992 | 0 | 0.35495 | 33.9771 | 0 | 0 | 0 | 0 | 0 | 0 | 0 | 0 | 0 | 0 | 0.75295 | 0.398 | 0 | 0
993 | 0.57003 | 0 | 34.3802 | 0 | 0 | 0 | 0 | 0 | 0 | 0 | 0 | 0 | 0 | 0.72962 | 1.2996 | 0 | 0
994 | 1.9578 | 0 | 35.7646 | 0 | 0 | 0 | 0 | 0 | 0 | 0 | 0 | 0 | 0 | 0.69121 | 2.649 | 0 | 0
995 | 2.5982 | 0 | 37.6018 | 0 | 0 | 0 | 0 | 0 | 0 | 0 | 0 | 0 | 0 | 0.66215 | 3.2603 | 0 | 0
996 | 3.6451 | 0 | 40.1793 | 0 | 0 | 0 | 0 | 0 | 0 | 0 | 0 | 0 | 0 | 0.64111 | 4.2862 | 0 | 0
997 | 3.6902 | 0 | 42.7886 | 0 | 0 | 0 | 0 | 0 | 0 | 0 | 0 | 0 | 0 | 0.63755 | 4.3277 | 0 | 0
998 | 3.4092 | 0 | 45.1993 | 0 | 0 | 0 | 0 | 0 | 0 | 0 | 0 | 0 | 0 | 0.63605 | 4.0453 | 0 | 0
999 | 2.3955 | 0 | 46.8931 | 0 | 0 | 0 | 0 | 0 | 0 | 0 | 0 | 0 | 0 | 0.64034 | 3.0358 | 0 | 0
1000 | 0.96989 | 0 | 47.5789 | 0 | 0 | 0 | 0 | 0 | 0 | 0 | 0 | 0 | 0 | 0.66376 | 1.6337 | 0 | 0
1001 | 0 | 0 | 47.5789 | 0 | 0 | 0 | 0 | 0 | 0 | 0 | 0 | 0 | 0 | 0.69517 | 0.8019 | 0 | 0.10673
1002 | 0 | 0.76454 | 46.4977 | 0 | 0 | 0 | 0 | 0 | 0 | 0 | 0 | 0 | 0 | 0.76454 | 0 | 0 | 0
1003 | 0 | 0.8179 | 45.341 | 0 | 0 | 0 | 0 | 0 | 0 | 0 | 0 | 0 | 0 | 0.8179 | 0 | 0 | 0
1004 | 0 | 0.80953 | 44.1962 | 0 | 0 | 0 | 0 | 0 | 0 | 0 | 0 | 0 | 0 | 0.80953 | 0 | 0 | 0
1005 | 0 | 0.79323 | 43.0744 | 0 | 0 | 0 | 0 | 0 | 0 | 0 | 0 | 0 | 0 | 0.79323 | 0 | 0 | 0
1006 | 0 | 0.75328 | 42.0091 | 0 | 0 | 0 | 0 | 0 | 0 | 0 | 0 | 0 | 0 | 0.75328 | 0 | 0 | 0
1007 | 0 | 0.69739 | 41.0228 | 0 | 0 | 0 | 0 | 0 | 0 | 0 | 0 | 0 | 0 | 0.69739 | 0 | 0 | 0
1008 | 0 | 0.65241 | 40.1002 | 0 | 0 | 0 | 0 | 0 | 0 | 0 | 0 | 0 | 0 | 0.65241 | 0 | 0 | 0
1009 | 0 | 0.62893 | 39.2107 | 0 | 0 | 0 | 0 | 0 | 0 | 0 | 0 | 0 | 0 | 0.62893 | 0 | 0 | 0
1010 | 0 | 0.60928 | 38.3491 | 0 | 0 | 0 | 0 | 0 | 0 | 0 | 0 | 0 | 0 | 0.60928 | 0 | 0 | 0
1011 | 0 | 0.60008 | 37.5005 | 0 | 0 | 0 | 0 | 0 | 0 | 0 | 0 | 0 | 0 | 0.60008 | 0 | 0 | 0
1012 | 0 | 0.60149 | 36.6498 | 0 | 0 | 0 | 0 | 0 | 0 | 0 | 0 | 0 | 0 | 0.60149 | 0 | 0 | 0
1013 | 0 | 0.62321 | 35.7685 | 0 | 0 | 0 | 0 | 0 | 0 | 0 | 0 | 0 | 0 | 0.62321 | 0 | 0 | 0
1014 | 0 | 0.66443 | 34.8288 | 0 | 0 | 0 | 0 | 0 | 0 | 0 | 0 | 0 | 0 | 0.66443 | 0 | 0 | 0
1015 | 0 | 0.74433 | 33.7762 | 0 | 0 | 0 | 0 | 0 | 0 | 0 | 0 | 0 | 0 | 0.74433 | 0 | 0 | 0
1016 | 0 | 0.22486 | 33.4582 | 0 | 0 | 0 | 0 | 0 | 0 | 0 | 0 | 0 | 0 | 0.76641 | 0.54155 | 0 | 0
1017 | 0.99015 | 0 | 34.1583 | 0 | 0 | 0 | 0 | 0 | 0 | 0 | 0 | 0 | 0 | 0.74335 | 1.7335 | 0 | 0
1018 | 0 | 0 | 34.1583 | 0 | 0 | 0 | 0 | 0 | 0 | 0 | 0 | 0 | 0 | 0.72052 | 2.6463 | 0 | 1.9257
1019 | 2.4677 | 0 | 35.9033 | 0 | 0 | 0 | 0 | 0 | 0 | 0 | 0 | 0 | 0 | 0.71013 | 3.1778 | 0 | 0
1020 | 3.007 | 0 | 38.0295 | 0 | 0 | 0 | 0 | 0 | 0 | 0 | 0 | 0 | 0 | 0.69306 | 3.7001 | 0 | 0
1021 | 3.5751 | 0 | 40.5575 | 0 | 0 | 0 | 0 | 0 | 0 | 0 | 0 | 0 | 0 | 0.69117 | 4.2663 | 0 | 0
1022 | 3.3089 | 0 | 42.8972 | 0 | 0 | 0 | 0 | 0 | 0 | 0 | 0 | 0 | 0 | 0.70293 | 4.0118 | 0 | 0
1023 | 2.1822 | 0 | 44.4403 | 0 | 0 | 0 | 0 | 0 | 0 | 0 | 0 | 0 | 0 | 0.70839 | 2.8906 | 0 | 0
1024 | 1.3476 | 0 | 45.3932 | 0 | 0 | 0 | 0 | 0 | 0 | 0 | 0 | 0 | 0 | 0.71744 | 2.065 | 0 | 0
1025 | 0 | 0 | 45.3932 | 0 | 0 | 0 | 0 | 0 | 0 | 0 | 0 | 0 | 0 | 0.73942 | 1.2276 | 0 | 0.48818
1026 | 0 | 0.79056 | 44.2752 | 0 | 0 | 0 | 0 | 0 | 0 | 0 | 0 | 0 | 0 | 0.79056 | 0 | 0 | 0
1027 | 0 | 0.81899 | 43.1169 | 0 | 0 | 0 | 0 | 0 | 0 | 0 | 0 | 0 | 0 | 0.81899 | 0 | 0 | 0
1028 | 0 | 0.80767 | 41.9747 | 0 | 0 | 0 | 0 | 0 | 0 | 0 | 0 | 0 | 0 | 0.80767 | 0 | 0 | 0
1029 | 0 | 0.78801 | 40.8603 | 0 | 0 | 0 | 0 | 0 | 0 | 0 | 0 | 0 | 0 | 0.78801 | 0 | 0 | 0
1030 | 0 | 0.74614 | 39.8051 | 0 | 0 | 0 | 0 | 0 | 0 | 0 | 0 | 0 | 0 | 0.74614 | 0 | 0 | 0
1031 | 0 | 0.68856 | 38.8313 | 0 | 0 | 0 | 0 | 0 | 0 | 0 | 0 | 0 | 0 | 0.68856 | 0 | 0 | 0
1032 | 0 | 0.64837 | 37.9144 | 0 | 0 | 0 | 0 | 0 | 0 | 0 | 0 | 0 | 0 | 0.64837 | 0 | 0 | 0
1033 | 0 | 0.61645 | 37.0426 | 0 | 0 | 0 | 0 | 0 | 0 | 0 | 0 | 0 | 0 | 0.61645 | 0 | 0 | 0
1034 | 0 | 0.59355 | 36.2032 | 0 | 0 | 0 | 0 | 0 | 0 | 0 | 0 | 0 | 0 | 0.59355 | 0 | 0 | 0
1035 | 0 | 0.57933 | 35.3839 | 0 | 0 | 0 | 0 | 0 | 0 | 0 | 0 | 0 | 0 | 0.57933 | 0 | 0 | 0
1036 | 0 | 0.57668 | 34.5684 | 0 | 0 | 0 | 0 | 0 | 0 | 0 | 0 | 0 | 0 | 0.57668 | 0 | 0 | 0
1037 | 0 | 0.59311 | 33.7296 | 0 | 0 | 0 | 0 | 0 | 0 | 0 | 0 | 0 | 0 | 0.59311 | 0 | 0 | 0
1038 | 0 | 0.63575 | 32.8305 | 0 | 0 | 0 | 0 | 0 | 0 | 0 | 0 | 0 | 0 | 0.63575 | 0 | 0 | 0
1039 | 0 | 0.70397 | 31.8349 | 0 | 0 | 0 | 0 | 0 | 0 | 0 | 0 | 0 | 0 | 0.70397 | 0 | 0 | 0
1040 | 0 | 0.10676 | 31.6839 | 0 | 0 | 0 | 0 | 0 | 0 | 0 | 0 | 0 | 0 | 0.74671 | 0.63995 | 0 | 0
1041 | 1.2528 | 0 | 32.5698 | 0 | 0 | 0 | 0 | 0 | 0 | 0 | 0 | 0 | 0 | 0.75322 | 2.0061 | 0 | 0
1042 | 2.4012 | 0 | 34.2678 | 0 | 0 | 0 | 0 | 0 | 0 | 0 | 0 | 0 | 0 | 0.75105 | 3.1523 | 0 | 0
1043 | 3.1919 | 0 | 36.5248 | 0 | 0 | 0 | 0 | 0 | 0 | 0 | 0 | 0 | 0 | 0.74102 | 3.9329 | 0 | 0
1044 | 3.6458 | 0 | 39.1028 | 0 | 0 | 0 | 0 | 0 | 0 | 0 | 0 | 0 | 0 | 0.74352 | 4.3893 | 0 | 0
1045 | 3.7638 | 0 | 41.7642 | 0 | 0 | 0 | 0 | 0 | 0 | 0 | 0 | 0 | 0 | 0.74051 | 4.5043 | 0 | 0
1046 | 3.4815 | 0 | 44.2259 | 0 | 0 | 0 | 0 | 0 | 0 | 0 | 0 | 0 | 0 | 0.73907 | 4.2206 | 0 | 0
1047 | 2.8695 | 0 | 46.255 | 0 | 0 | 0 | 0 | 0 | 0 | 0 | 0 | 0 | 0 | 0.73714 | 3.6066 | 0 | 0
1048 | 1.8821 | 0 | 47.5858 | 0 | 0 | 0 | 0 | 0 | 0 | 0 | 0 | 0 | 0 | 0.74292 | 2.625 | 0 | 0
1049 | 0.59349 | 0 | 48.0055 | 0 | 0 | 0 | 0 | 0 | 0 | 0 | 0 | 0 | 0 | 0.76001 | 1.3535 | 0 | 0
1050 | 0 | 0.80208 | 46.8711 | 0 | 0 | 0 | 0 | 0 | 0 | 0 | 0 | 0 | 0 | 0.80208 | 0 | 0 | 0
1051 | 0 | 0.82227 | 45.7083 | 0 | 0 | 0 | 0 | 0 | 0 | 0 | 0 | 0 | 0 | 0.82227 | 0 | 0 | 0
1052 | 0 | 0.80988 | 44.5629 | 0 | 0 | 0 | 0 | 0 | 0 | 0 | 0 | 0 | 0 | 0.80988 | 0 | 0 | 0
1053 | 0 | 0.78739 | 43.4494 | 0 | 0 | 0 | 0 | 0 | 0 | 0 | 0 | 0 | 0 | 0.78739 | 0 | 0 | 0
1054 | 0 | 0.74383 | 42.3975 | 0 | 0 | 0 | 0 | 0 | 0 | 0 | 0 | 0 | 0 | 0.74383 | 0 | 0 | 0
1055 | 0 | 0.6854 | 41.4282 | 0 | 0 | 0 | 0 | 0 | 0 | 0 | 0 | 0 | 0 | 0.6854 | 0 | 0 | 0
1056 | 0 | 0.64308 | 40.5187 | 0 | 0 | 0 | 0 | 0 | 0 | 0 | 0 | 0 | 0 | 0.64308 | 0 | 0 | 0
1057 | 0 | 0.60872 | 39.6578 | 0 | 0 | 0 | 0 | 0 | 0 | 0 | 0 | 0 | 0 | 0.60872 | 0 | 0 | 0
1058 | 0 | 0.58656 | 38.8283 | 0 | 0 | 0 | 0 | 0 | 0 | 0 | 0 | 0 | 0 | 0.58656 | 0 | 0 | 0
1059 | 0 | 0.57313 | 38.0178 | 0 | 0 | 0 | 0 | 0 | 0 | 0 | 0 | 0 | 0 | 0.57313 | 0 | 0 | 0
1060 | 0 | 0.57075 | 37.2106 | 0 | 0 | 0 | 0 | 0 | 0 | 0 | 0 | 0 | 0 | 0.57075 | 0 | 0 | 0
1061 | 0 | 0.58474 | 36.3837 | 0 | 0 | 0 | 0 | 0 | 0 | 0 | 0 | 0 | 0 | 0.58474 | 0 | 0 | 0
1062 | 0 | 0.62396 | 35.5013 | 0 | 0 | 0 | 0 | 0 | 0 | 0 | 0 | 0 | 0 | 0.62396 | 0 | 0 | 0
1063 | 0 | 0.68473 | 34.5329 | 0 | 0 | 0 | 0 | 0 | 0 | 0 | 0 | 0 | 0 | 0.68473 | 0 | 0 | 0
1064 | 0 | 0.22831 | 34.21 | 0 | 0 | 0 | 0 | 0 | 0 | 0 | 0 | 0 | 0 | 0.72518 | 0.49688 | 0 | 0
1065 | 0.7684 | 0 | 34.7534 | 0 | 0 | 0 | 0 | 0 | 0 | 0 | 0 | 0 | 0 | 0.73645 | 1.5049 | 0 | 0
1066 | 2.5165 | 0 | 36.5328 | 0 | 0 | 0 | 0 | 0 | 0 | 0 | 0 | 0 | 0 | 0.7483 | 3.2649 | 0 | 0
1067 | 1.9568 | 0 | 37.9165 | 0 | 0 | 0 | 0 | 0 | 0 | 0 | 0 | 0 | 0 | 0.75268 | 2.7094 | 0 | 0
1068 | 2.9708 | 0 | 40.0171 | 0 | 0 | 0 | 0 | 0 | 0 | 0 | 0 | 0 | 0 | 0.74677 | 3.7176 | 0 | 0
1069 | 2.1784 | 0 | 41.5575 | 0 | 0 | 0 | 0 | 0 | 0 | 0 | 0 | 0 | 0 | 0.73346 | 2.9118 | 0 | 0
1070 | 2.7653 | 0 | 43.5128 | 0 | 0 | 0 | 0 | 0 | 0 | 0 | 0 | 0 | 0 | 0.71628 | 3.4815 | 0 | 0
1071 | 1.1968 | 0 | 44.3591 | 0 | 0 | 0 | 0 | 0 | 0 | 0 | 0 | 0 | 0 | 0.69264 | 1.8895 | 0 | 0
1072 | 1.932 | 0 | 45.7253 | 0 | 0 | 0 | 0 | 0 | 0 | 0 | 0 | 0 | 0 | 0.68569 | 2.6177 | 0 | 0
1073 | 0.63009 | 0 | 46.1708 | 0 | 0 | 0 | 0 | 0 | 0 | 0 | 0 | 0 | 0 | 0.70966 | 1.3397 | 0 | 0
1074 | 0 | 0.72592 | 45.1442 | 0 | 0 | 0 | 0 | 0 | 0 | 0 | 0 | 0 | 0 | 0.75762 | 0.0317 | 0 | 0
1075 | 0 | 0.7909 | 44.0257 | 0 | 0 | 0 | 0 | 0 | 0 | 0 | 0 | 0 | 0 | 0.7909 | 0 | 0 | 0
1076 | 0 | 0.782 | 42.9198 | 0 | 0 | 0 | 0 | 0 | 0 | 0 | 0 | 0 | 0 | 0.782 | 0 | 0 | 0
1077 | 0 | 0.76218 | 41.8419 | 0 | 0 | 0 | 0 | 0 | 0 | 0 | 0 | 0 | 0 | 0.76218 | 0 | 0 | 0
1078 | 0 | 0.72367 | 40.8185 | 0 | 0 | 0 | 0 | 0 | 0 | 0 | 0 | 0 | 0 | 0.72367 | 0 | 0 | 0
1079 | 0 | 0.67459 | 39.8645 | 0 | 0 | 0 | 0 | 0 | 0 | 0 | 0 | 0 | 0 | 0.67459 | 0 | 0 | 0
1080 | 0 | 0.63829 | 38.9618 | 0 | 0 | 0 | 0 | 0 | 0 | 0 | 0 | 0 | 0 | 0.63829 | 0 | 0 | 0
1081 | 0 | 0.60555 | 38.1054 | 0 | 0 | 0 | 0 | 0 | 0 | 0 | 0 | 0 | 0 | 0.60555 | 0 | 0 | 0
1082 | 0 | 0.58348 | 37.2802 | 0 | 0 | 0 | 0 | 0 | 0 | 0 | 0 | 0 | 0 | 0.58348 | 0 | 0 | 0
1083 | 0 | 0.57012 | 36.474 | 0 | 0 | 0 | 0 | 0 | 0 | 0 | 0 | 0 | 0 | 0.57012 | 0 | 0 | 0
1084 | 0 | 0.56887 | 35.6695 | 0 | 0 | 0 | 0 | 0 | 0 | 0 | 0 | 0 | 0 | 0.56887 | 0 | 0 | 0
1085 | 0 | 0.58266 | 34.8455 | 0 | 0 | 0 | 0 | 0 | 0 | 0 | 0 | 0 | 0 | 0.58266 | 0 | 0 | 0
1086 | 0 | 0.62269 | 33.9648 | 0 | 0 | 0 | 0 | 0 | 0 | 0 | 0 | 0 | 0 | 0.62269 | 0 | 0 | 0
1087 | 0 | 0.68359 | 32.9981 | 0 | 0 | 0 | 0 | 0 | 0 | 0 | 0 | 0 | 0 | 0.68359 | 0 | 0 | 0
1088 | 0 | 0 | 32.9981 | 0 | 0 | 0 | 0 | 0 | 0 | 0 | 0 | 0 | 0 | 0.71273 | 0.76105 | 0 | 0.048316
1089 | 1.4409 | 0 | 34.0169 | 0 | 0 | 0 | 0 | 0 | 0 | 0 | 0 | 0 | 0 | 0.70919 | 2.15 | 0 | 0
1090 | 2.5958 | 0 | 35.8524 | 0 | 0 | 0 | 0 | 0 | 0 | 0 | 0 | 0 | 0 | 0.69501 | 3.2908 | 0 | 0
1091 | 3.3964 | 0 | 38.2541 | 0 | 0 | 0 | 0 | 0 | 0 | 0 | 0 | 0 | 0 | 0.67743 | 4.0739 | 0 | 0
1092 | 3.8259 | 0 | 40.9594 | 0 | 0 | 0 | 0 | 0 | 0 | 0 | 0 | 0 | 0 | 0.67557 | 4.5015 | 0 | 0
1093 | 3.908 | 0 | 43.7227 | 0 | 0 | 0 | 0 | 0 | 0 | 0 | 0 | 0 | 0 | 0.67085 | 4.5788 | 0 | 0
1094 | 3.6149 | 0 | 46.2788 | 0 | 0 | 0 | 0 | 0 | 0 | 0 | 0 | 0 | 0 | 0.66435 | 4.2793 | 0 | 0
1095 | 2.9939 | 0 | 48.3958 | 0 | 0 | 0 | 0 | 0 | 0 | 0 | 0 | 0 | 0 | 0.66834 | 3.6622 | 0 | 0
1096 | 2.0111 | 0 | 49.8179 | 0 | 0 | 0 | 0 | 0 | 0 | 0 | 0 | 0 | 0 | 0.68303 | 2.6941 | 0 | 0
1097 | 0.69908 | 0 | 50.3122 | 0 | 0 | 0 | 0 | 0 | 0 | 0 | 0 | 0 | 0 | 0.71637 | 1.4155 | 0 | 0
1098 | 0 | 0.66719 | 49.3686 | 0 | 0 | 0 | 0 | 0 | 0 | 0 | 0 | 0 | 0 | 0.76684 | 0.09965 | 0 | 0
1099 | 0 | 0.79005 | 48.2513 | 0 | 0 | 0 | 0 | 0 | 0 | 0 | 0 | 0 | 0 | 0.79005 | 0 | 0 | 0
1100 | 0 | 0.77494 | 47.1554 | 0 | 0 | 0 | 0 | 0 | 0 | 0 | 0 | 0 | 0 | 0.77494 | 0 | 0 | 0
1101 | 0 | 0.75652 | 46.0855 | 0 | 0 | 0 | 0 | 0 | 0 | 0 | 0 | 0 | 0 | 0.75652 | 0 | 0 | 0
1102 | 0 | 0.72927 | 45.0542 | 0 | 0 | 0 | 0 | 0 | 0 | 0 | 0 | 0 | 0 | 0.72927 | 0 | 0 | 0
1103 | 0 | 0.68262 | 44.0888 | 0 | 0 | 0 | 0 | 0 | 0 | 0 | 0 | 0 | 0 | 0.68262 | 0 | 0 | 0
1104 | 0 | 0.64853 | 43.1716 | 0 | 0 | 0 | 0 | 0 | 0 | 0 | 0 | 0 | 0 | 0.64853 | 0 | 0 | 0
1105 | 0 | 0.61742 | 42.2985 | 0 | 0 | 0 | 0 | 0 | 0 | 0 | 0 | 0 | 0 | 0.61742 | 0 | 0 | 0
1106 | 0 | 0.59279 | 41.4601 | 0 | 0 | 0 | 0 | 0 | 0 | 0 | 0 | 0 | 0 | 0.59279 | 0 | 0 | 0
1107 | 0 | 0.57878 | 40.6416 | 0 | 0 | 0 | 0 | 0 | 0 | 0 | 0 | 0 | 0 | 0.57878 | 0 | 0 | 0
1108 | 0 | 0.57461 | 39.829 | 0 | 0 | 0 | 0 | 0 | 0 | 0 | 0 | 0 | 0 | 0.57461 | 0 | 0 | 0
1109 | 0 | 0.58006 | 39.0087 | 0 | 0 | 0 | 0 | 0 | 0 | 0 | 0 | 0 | 0 | 0.58006 | 0 | 0 | 0
1110 | 0 | 0.59902 | 38.1615 | 0 | 0 | 0 | 0 | 0 | 0 | 0 | 0 | 0 | 0 | 0.59902 | 0 | 0 | 0
1111 | 0 | 0.62552 | 37.2769 | 0 | 0 | 0 | 0 | 0 | 0 | 0 | 0 | 0 | 0 | 0.62552 | 0 | 0 | 0
1112 | 0 | 0 | 37.2769 | 0 | 0 | 0 | 0 | 0 | 0 | 0 | 0 | 0 | 0 | 0.63901 | 0.76025 | 0 | 0.12124
1113 | 1.4852 | 0 | 38.3271 | 0 | 0 | 0 | 0 | 0 | 0 | 0 | 0 | 0 | 0 | 0.63053 | 2.1157 | 0 | 0
1114 | 2.617 | 0 | 40.1776 | 0 | 0 | 0 | 0 | 0 | 0 | 0 | 0 | 0 | 0 | 0.61174 | 3.2287 | 0 | 0
1115 | 3.3334 | 0 | 42.5346 | 0 | 0 | 0 | 0 | 0 | 0 | 0 | 0 | 0 | 0 | 0.59369 | 3.927 | 0 | 0
1116 | 3.7325 | 0 | 45.1739 | 0 | 0 | 0 | 0 | 0 | 0 | 0 | 0 | 0 | 0 | 0.57469 | 4.3072 | 0 | 0
1117 | 3.7932 | 0 | 47.8561 | 0 | 0 | 0 | 0 | 0 | 0 | 0 | 0 | 0 | 0 | 0.57231 | 4.3655 | 0 | 0
1118 | 3.5192 | 0 | 50.3446 | 0 | 0 | 0 | 0 | 0 | 0 | 0 | 0 | 0 | 0 | 0.56545 | 4.0846 | 0 | 0
1119 | 2.9465 | 0 | 52.428 | 0 | 0 | 0 | 0 | 0 | 0 | 0 | 0 | 0 | 0 | 0.56402 | 3.5105 | 0 | 0
1120 | 2.0168 | 0 | 53.8541 | 0 | 0 | 0 | 0 | 0 | 0 | 0 | 0 | 0 | 0 | 0.58646 | 2.6033 | 0 | 0
1121 | 0.76651 | 0 | 54.3961 | 0 | 0 | 0 | 0 | 0 | 0 | 0 | 0 | 0 | 0 | 0.62114 | 1.3877 | 0 | 0
1122 | 0 | 0.57434 | 53.5839 | 0 | 0 | 0 | 0 | 0 | 0 | 0 | 0 | 0 | 0 | 0.68344 | 0.1091 | 0 | 0
1123 | 0 | 0.73062 | 52.5506 | 0 | 0 | 0 | 0 | 0 | 0 | 0 | 0 | 0 | 0 | 0.73062 | 0 | 0 | 0
1124 | 0 | 0.72791 | 51.5212 | 0 | 0 | 0 | 0 | 0 | 0 | 0 | 0 | 0 | 0 | 0.72791 | 0 | 0 | 0
1125 | 0 | 0.72052 | 50.5023 | 0 | 0 | 0 | 0 | 0 | 0 | 0 | 0 | 0 | 0 | 0.72052 | 0 | 0 | 0
1126 | 0 | 0.69627 | 49.5176 | 0 | 0 | 0 | 0 | 0 | 0 | 0 | 0 | 0 | 0 | 0.69627 | 0 | 0 | 0
1127 | 0 | 0.66149 | 48.5821 | 0 | 0 | 0 | 0 | 0 | 0 | 0 | 0 | 0 | 0 | 0.66149 | 0 | 0 | 0
1128 | 0 | 0.61971 | 47.7057 | 0 | 0 | 0 | 0 | 0 | 0 | 0 | 0 | 0 | 0 | 0.61971 | 0 | 0 | 0
1129 | 0 | 0.5968 | 46.8617 | 0 | 0 | 0 | 0 | 0 | 0 | 0 | 0 | 0 | 0 | 0.5968 | 0 | 0 | 0
1130 | 0 | 0.5771 | 46.0455 | 0 | 0 | 0 | 0 | 0 | 0 | 0 | 0 | 0 | 0 | 0.5771 | 0 | 0 | 0
1131 | 0 | 0.56876 | 45.2412 | 0 | 0 | 0 | 0 | 0 | 0 | 0 | 0 | 0 | 0 | 0.56876 | 0 | 0 | 0
1132 | 0 | 0.56691 | 44.4395 | 0 | 0 | 0 | 0 | 0 | 0 | 0 | 0 | 0 | 0 | 0.56691 | 0 | 0 | 0
1133 | 0 | 0.56514 | 43.6402 | 0 | 0 | 0 | 0 | 0 | 0 | 0 | 0 | 0 | 0 | 0.56514 | 0 | 0 | 0
1134 | 0 | 0.57168 | 42.8318 | 0 | 0 | 0 | 0 | 0 | 0 | 0 | 0 | 0 | 0 | 0.57168 | 0 | 0 | 0
1135 | 0 | 0.59291 | 41.9933 | 0 | 0 | 0 | 0 | 0 | 0 | 0 | 0 | 0 | 0 | 0.59291 | 0 | 0 | 0
1136 | 0 | 0.59479 | 41.1521 | 0 | 0 | 0 | 0 | 0 | 0 | 0 | 0 | 0 | 0 | 0.59479 | 0 | 0 | 0
1137 | 0 | 0.59653 | 40.3085 | 0 | 0 | 0 | 0 | 0 | 0 | 0 | 0 | 0 | 0 | 0.59653 | 0 | 0 | 0
1138 | 0 | 0.53586 | 39.5506 | 0 | 0 | 0 | 0 | 0 | 0 | 0 | 0 | 0 | 0 | 0.58084 | 0.044975 | 0 | 0
1139 | 0 | 0.25381 | 39.1917 | 0 | 0 | 0 | 0 | 0 | 0 | 0 | 0 | 0 | 0 | 0.57379 | 0.31998 | 0 | 0
1140 | 0 | 0.50274 | 38.4807 | 0 | 0 | 0 | 0 | 0 | 0 | 0 | 0 | 0 | 0 | 0.56252 | 0.059775 | 0 | 0
1141 | 0 | 0.23721 | 38.1453 | 0 | 0 | 0 | 0 | 0 | 0 | 0 | 0 | 0 | 0 | 0.56239 | 0.32517 | 0 | 0
1142 | 0 | 0 | 38.1453 | 0 | 0 | 0 | 0 | 0 | 0 | 0 | 0 | 0 | 0 | 0.56094 | 0.5743 | 0 | 0.013358
1143 | 0 | 0.27409 | 37.7576 | 0 | 0 | 0 | 0 | 0 | 0 | 0 | 0 | 0 | 0 | 0.57532 | 0.30123 | 0 | 0
1144 | 0 | 0.59491 | 36.9163 | 0 | 0 | 0 | 0 | 0 | 0 | 0 | 0 | 0 | 0 | 0.59973 | 0.004825 | 0 | 0
1145 | 0 | 0.6281 | 36.028 | 0 | 0 | 0 | 0 | 0 | 0 | 0 | 0 | 0 | 0 | 0.6281 | 0 | 0 | 0
1146 | 0 | 0.68931 | 35.0532 | 0 | 0 | 0 | 0 | 0 | 0 | 0 | 0 | 0 | 0 | 0.68931 | 0 | 0 | 0
1147 | 0 | 0.74518 | 33.9994 | 0 | 0 | 0 | 0 | 0 | 0 | 0 | 0 | 0 | 0 | 0.74518 | 0 | 0 | 0
1148 | 0 | 0.74407 | 32.9471 | 0 | 0 | 0 | 0 | 0 | 0 | 0 | 0 | 0 | 0 | 0.74407 | 0 | 0 | 0
1149 | 0 | 0.73088 | 31.9135 | 0 | 0 | 0 | 0 | 0 | 0 | 0 | 0 | 0 | 0 | 0.73088 | 0 | 0 | 0
1150 | 0 | 0.70392 | 30.918 | 0 | 0 | 0 | 0 | 0 | 0 | 0 | 0 | 0 | 0 | 0.70392 | 0 | 0 | 0
1151 | 0 | 0.6683 | 29.9729 | 0 | 0 | 0 | 0 | 0 | 0 | 0 | 0 | 0 | 0 | 0.6683 | 0 | 0 | 0
1152 | 0 | 0.63953 | 29.0684 | 0 | 0 | 0 | 0 | 0 | 0 | 0 | 0 | 0 | 0 | 0.63953 | 0 | 0 | 0
1153 | 0 | 0.6136 | 28.2007 | 0 | 0 | 0 | 0 | 0 | 0 | 0 | 0 | 0 | 0 | 0.6136 | 0 | 0 | 0
1154 | 0 | 0.59413 | 27.3604 | 0 | 0 | 0 | 0 | 0 | 0 | 0 | 0 | 0 | 0 | 0.59413 | 0 | 0 | 0
1155 | 0 | 0.58936 | 26.5269 | 0 | 0 | 0 | 0 | 0 | 0 | 0 | 0 | 0 | 0 | 0.58936 | 0 | 0 | 0
1156 | 0 | 0.58921 | 25.6937 | 0 | 0 | 0 | 0 | 0 | 0 | 0 | 0 | 0 | 0 | 0.58921 | 0 | 0 | 0
1157 | 0 | 0.6039 | 24.8396 | 0 | 0 | 0 | 0 | 0 | 0 | 0 | 0 | 0 | 0 | 0.6039 | 0 | 0 | 0
1158 | 0 | 0.63472 | 23.942 | 0 | 0 | 0 | 0 | 0 | 0 | 0 | 0 | 0 | 0 | 0.63472 | 0 | 0 | 0
1159 | 0 | 0.68492 | 22.9734 | 0 | 0 | 0 | 0 | 0 | 0 | 0 | 0 | 0 | 0 | 0.68492 | 0 | 0 | 0
1160 | 0 | 0 | 22.9734 | 0 | 0 | 0 | 0 | 0 | 0 | 0 | 0 | 0 | 0 | 0.6968 | 0.716 | 0 | 0.019203
1161 | 1.401 | 0 | 23.964 | 0 | 0 | 0 | 0 | 0 | 0 | 0 | 0 | 0 | 0 | 0.68019 | 2.0812 | 0 | 0
1162 | 1.6329 | 0 | 25.1187 | 0 | 0 | 0 | 0 | 0 | 0 | 0 | 0 | 0 | 0 | 0.66501 | 2.298 | 0 | 0
1163 | 0.89996 | 0 | 25.7551 | 0 | 0 | 0 | 0 | 0 | 0 | 0 | 0 | 0 | 0 | 0.65369 | 1.5536 | 0 | 0
1164 | 0 | 0.47091 | 25.0891 | 0 | 0 | 0 | 0 | 0 | 0 | 0 | 0 | 0 | 0 | 0.63248 | 0.16157 | 0 | 0
1165 | 4.0971 | 0 | 27.9862 | 0 | 0 | 0 | 0 | 0 | 0 | 0 | 0 | 0 | 0 | 0.6192 | 4.7162 | 0 | 0
1166 | 3.7636 | 0 | 30.6474 | 0 | 0 | 0 | 0 | 0 | 0 | 0 | 0 | 0 | 0 | 0.62012 | 4.3838 | 0 | 0
1167 | 3.0857 | 0 | 32.8294 | 0 | 0 | 0 | 0 | 0 | 0 | 0 | 0 | 0 | 0 | 0.6352 | 3.7209 | 0 | 0
1168 | 2.0491 | 0 | 34.2783 | 0 | 0 | 0 | 0 | 0 | 0 | 0 | 0 | 0 | 0 | 0.64979 | 2.6989 | 0 | 0
1169 | 0.74044 | 0 | 34.8019 | 0 | 0 | 0 | 0 | 0 | 0 | 0 | 0 | 0 | 0 | 0.67921 | 1.4197 | 0 | 0
1170 | 0 | 0.62934 | 33.9118 | 0 | 0 | 0 | 0 | 0 | 0 | 0 | 0 | 0 | 0 | 0.74479 | 0.11545 | 0 | 0
1171 | 0 | 0.79919 | 32.7816 | 0 | 0 | 0 | 0 | 0 | 0 | 0 | 0 | 0 | 0 | 0.79919 | 0 | 0 | 0
1172 | 0 | 0.80502 | 31.6432 | 0 | 0 | 0 | 0 | 0 | 0 | 0 | 0 | 0 | 0 | 0.80502 | 0 | 0 | 0
1173 | 0 | 0.79327 | 30.5213 | 0 | 0 | 0 | 0 | 0 | 0 | 0 | 0 | 0 | 0 | 0.79327 | 0 | 0 | 0
1174 | 0 | 0.75235 | 29.4573 | 0 | 0 | 0 | 0 | 0 | 0 | 0 | 0 | 0 | 0 | 0.75235 | 0 | 0 | 0
1175 | 0 | 0.6988 | 28.4691 | 0 | 0 | 0 | 0 | 0 | 0 | 0 | 0 | 0 | 0 | 0.6988 | 0 | 0 | 0
1176 | 0 | 0.65527 | 27.5424 | 0 | 0 | 0 | 0 | 0 | 0 | 0 | 0 | 0 | 0 | 0.65527 | 0 | 0 | 0
1177 | 0 | 0.62663 | 26.6562 | 0 | 0 | 0 | 0 | 0 | 0 | 0 | 0 | 0 | 0 | 0.62663 | 0 | 0 | 0
1178 | 0 | 0.6109 | 25.7922 | 0 | 0 | 0 | 0 | 0 | 0 | 0 | 0 | 0 | 0 | 0.6109 | 0 | 0 | 0
1179 | 0 | 0.60406 | 24.938 | 0 | 0 | 0 | 0 | 0 | 0 | 0 | 0 | 0 | 0 | 0.60406 | 0 | 0 | 0
1180 | 0 | 0.60936 | 24.0762 | 0 | 0 | 0 | 0 | 0 | 0 | 0 | 0 | 0 | 0 | 0.60936 | 0 | 0 | 0
1181 | 0 | 0.63376 | 23.1799 | 0 | 0 | 0 | 0 | 0 | 0 | 0 | 0 | 0 | 0 | 0.63376 | 0 | 0 | 0
1182 | 0 | 0.68547 | 22.2105 | 0 | 0 | 0 | 0 | 0 | 0 | 0 | 0 | 0 | 0 | 0.68547 | 0 | 0 | 0
1183 | 0 | 0.76142 | 21.1337 | 0 | 0 | 0 | 0 | 0 | 0 | 0 | 0 | 0 | 0 | 0.76142 | 0 | 0 | 0
1184 | 0 | 0 | 21.1337 | 0 | 0 | 0 | 0 | 0 | 0 | 0 | 0 | 0 | 0 | 0.78911 | 0.79315 | 0 | 0.004043
1185 | 0 | 0 | 21.1337 | 0 | 0 | 0 | 0 | 0 | 0 | 0 | 0 | 0 | 0 | 0.74818 | 2.1865 | 0 | 1.4383
1186 | 0 | 0 | 21.1337 | 0 | 0 | 0 | 0 | 0 | 0 | 0 | 0 | 0 | 0 | 0.71215 | 3.3388 | 0 | 2.6266
1187 | 2.544 | 0 | 22.9326 | 0 | 0 | 0 | 0 | 0 | 0 | 0 | 0 | 0 | 0 | 0.68297 | 4.1443 | 0 | 0.91734
1188 | 3.881 | 0 | 25.6768 | 0 | 0 | 0 | 0 | 0 | 0 | 0 | 0 | 0 | 0 | 0.65788 | 4.5389 | 0 | 0
1189 | 3.9534 | 0 | 28.4723 | 0 | 0 | 0 | 0 | 0 | 0 | 0 | 0 | 0 | 0 | 0.63929 | 4.5926 | 0 | 0
1190 | 3.6686 | 0 | 31.0663 | 0 | 0 | 0 | 0 | 0 | 0 | 0 | 0 | 0 | 0 | 0.63744 | 4.306 | 0 | 0
1191 | 3.0661 | 0 | 33.2344 | 0 | 0 | 0 | 0 | 0 | 0 | 0 | 0 | 0 | 0 | 0.64067 | 3.7067 | 0 | 0
1192 | 1.6077 | 0 | 34.3712 | 0 | 0 | 0 | 0 | 0 | 0 | 0 | 0 | 0 | 0 | 0.65145 | 2.2591 | 0 | 0
1193 | 0.7594 | 0 | 34.9081 | 0 | 0 | 0 | 0 | 0 | 0 | 0 | 0 | 0 | 0 | 0.68185 | 1.4412 | 0 | 0
1194 | 0 | 0.62718 | 34.0212 | 0 | 0 | 0 | 0 | 0 | 0 | 0 | 0 | 0 | 0 | 0.75181 | 0.12462 | 0 | 0
1195 | 0 | 0.81458 | 32.8692 | 0 | 0 | 0 | 0 | 0 | 0 | 0 | 0 | 0 | 0 | 0.81458 | 0 | 0 | 0
1196 | 0 | 0.822 | 31.7067 | 0 | 0 | 0 | 0 | 0 | 0 | 0 | 0 | 0 | 0 | 0.822 | 0 | 0 | 0
1197 | 0 | 0.80715 | 30.5652 | 0 | 0 | 0 | 0 | 0 | 0 | 0 | 0 | 0 | 0 | 0.80715 | 0 | 0 | 0
1198 | 0 | 0.76638 | 29.4814 | 0 | 0 | 0 | 0 | 0 | 0 | 0 | 0 | 0 | 0 | 0.76638 | 0 | 0 | 0
1199 | 0 | 0.70776 | 28.4805 | 0 | 0 | 0 | 0 | 0 | 0 | 0 | 0 | 0 | 0 | 0.70776 | 0 | 0 | 0
1200 | 0 | 0.66163 | 27.5448 | 0 | 0 | 0 | 0 | 0 | 0 | 0 | 0 | 0 | 0 | 0.66163 | 0 | 0 | 0
1201 | 0 | 0.64165 | 26.6374 | 0 | 0 | 0 | 0 | 0 | 0 | 0 | 0 | 0 | 0 | 0.64165 | 0 | 0 | 0
1202 | 0 | 0.61868 | 25.7624 | 0 | 0 | 0 | 0 | 0 | 0 | 0 | 0 | 0 | 0 | 0.61868 | 0 | 0 | 0
1203 | 0 | 0.60955 | 24.9004 | 0 | 0 | 0 | 0 | 0 | 0 | 0 | 0 | 0 | 0 | 0.60955 | 0 | 0 | 0
1204 | 0 | 0.61132 | 24.0358 | 0 | 0 | 0 | 0 | 0 | 0 | 0 | 0 | 0 | 0 | 0.61132 | 0 | 0 | 0
1205 | 0 | 0.63312 | 23.1405 | 0 | 0 | 0 | 0 | 0 | 0 | 0 | 0 | 0 | 0 | 0.63312 | 0 | 0 | 0
1206 | 0 | 0.6729 | 22.1888 | 0 | 0 | 0 | 0 | 0 | 0 | 0 | 0 | 0 | 0 | 0.6729 | 0 | 0 | 0
1207 | 0 | 0.74609 | 21.1337 | 0 | 0 | 0 | 0 | 0 | 0 | 0 | 0 | 0 | 0 | 0.74609 | 0 | 0 | 0
1208 | 0 | 0 | 21.1337 | 0 | 0 | 0 | 0 | 0 | 0 | 0 | 0 | 0 | 0 | 0.76678 | 0.79265 | 0 | 0.025873
1209 | 0 | 0 | 21.1337 | 0 | 0 | 0 | 0 | 0 | 0 | 0 | 0 | 0 | 0 | 0.7532 | 2.186 | 0 | 1.4328
1210 | 1.5448 | 0 | 22.2261 | 0 | 0 | 0 | 0 | 0 | 0 | 0 | 0 | 0 | 0 | 0.72401 | 2.2725 | 0 | 0.003613
1211 | 3.4019 | 0 | 24.6316 | 0 | 0 | 0 | 0 | 0 | 0 | 0 | 0 | 0 | 0 | 0.71759 | 4.1195 | 0 | 0
1212 | 3.7805 | 0 | 27.3048 | 0 | 0 | 0 | 0 | 0 | 0 | 0 | 0 | 0 | 0 | 0.71327 | 4.4938 | 0 | 0
1213 | 3.8558 | 0 | 30.0313 | 0 | 0 | 0 | 0 | 0 | 0 | 0 | 0 | 0 | 0 | 0.705 | 4.5608 | 0 | 0
1214 | 3.5715 | 0 | 32.5567 | 0 | 0 | 0 | 0 | 0 | 0 | 0 | 0 | 0 | 0 | 0.70391 | 4.2754 | 0 | 0
1215 | 2.9753 | 0 | 34.6605 | 0 | 0 | 0 | 0 | 0 | 0 | 0 | 0 | 0 | 0 | 0.70366 | 3.6789 | 0 | 0
1216 | 1.7367 | 0 | 35.8886 | 0 | 0 | 0 | 0 | 0 | 0 | 0 | 0 | 0 | 0 | 0.70517 | 2.4419 | 0 | 0
1217 | 0.66712 | 0 | 36.3603 | 0 | 0 | 0 | 0 | 0 | 0 | 0 | 0 | 0 | 0 | 0.73938 | 1.4065 | 0 | 0
1218 | 0 | 0.70141 | 35.3684 | 0 | 0 | 0 | 0 | 0 | 0 | 0 | 0 | 0 | 0 | 0.78966 | 0.08825 | 0 | 0
1219 | 0 | 0.84117 | 34.1788 | 0 | 0 | 0 | 0 | 0 | 0 | 0 | 0 | 0 | 0 | 0.84117 | 0 | 0 | 0
1220 | 0 | 0.83698 | 32.9951 | 0 | 0 | 0 | 0 | 0 | 0 | 0 | 0 | 0 | 0 | 0.83698 | 0 | 0 | 0
1221 | 0 | 0.82011 | 31.8353 | 0 | 0 | 0 | 0 | 0 | 0 | 0 | 0 | 0 | 0 | 0.82011 | 0 | 0 | 0
1222 | 0 | 0.7776 | 30.7356 | 0 | 0 | 0 | 0 | 0 | 0 | 0 | 0 | 0 | 0 | 0.7776 | 0 | 0 | 0
1223 | 0 | 0.71907 | 29.7187 | 0 | 0 | 0 | 0 | 0 | 0 | 0 | 0 | 0 | 0 | 0.71907 | 0 | 0 | 0
1224 | 0 | 0.6693 | 28.7721 | 0 | 0 | 0 | 0 | 0 | 0 | 0 | 0 | 0 | 0 | 0.6693 | 0 | 0 | 0
1225 | 0 | 0.63572 | 27.8731 | 0 | 0 | 0 | 0 | 0 | 0 | 0 | 0 | 0 | 0 | 0.63572 | 0 | 0 | 0
1226 | 0 | 0.62025 | 26.9959 | 0 | 0 | 0 | 0 | 0 | 0 | 0 | 0 | 0 | 0 | 0.62025 | 0 | 0 | 0
1227 | 0 | 0.61071 | 26.1323 | 0 | 0 | 0 | 0 | 0 | 0 | 0 | 0 | 0 | 0 | 0.61071 | 0 | 0 | 0
1228 | 0 | 0.61059 | 25.2688 | 0 | 0 | 0 | 0 | 0 | 0 | 0 | 0 | 0 | 0 | 0.61059 | 0 | 0 | 0
1229 | 0 | 0.61995 | 24.392 | 0 | 0 | 0 | 0 | 0 | 0 | 0 | 0 | 0 | 0 | 0.61995 | 0 | 0 | 0
1230 | 0 | 0.6692 | 23.4456 | 0 | 0 | 0 | 0 | 0 | 0 | 0 | 0 | 0 | 0 | 0.6692 | 0 | 0 | 0
1231 | 0 | 0.74436 | 22.3929 | 0 | 0 | 0 | 0 | 0 | 0 | 0 | 0 | 0 | 0 | 0.74436 | 0 | 0 | 0
1232 | 0.090195 | 0 | 22.4567 | 0 | 0 | 0 | 0 | 0 | 0 | 0 | 0 | 0 | 0 | 0.77006 | 0.86025 | 0 | 0
1233 | 0 | 0 | 22.4567 | 0 | 0 | 0 | 0 | 0 | 0 | 0 | 0 | 0 | 0 | 0.74927 | 2.2778 | 0 | 1.5285
1234 | 0 | 0 | 22.4567 | 0 | 0 | 0 | 0 | 0 | 0 | 0 | 0 | 0 | 0 | 0.72155 | 3.4217 | 0 | 2.7002
1235 | 3.4905 | 0 | 24.9249 | 0 | 0 | 0 | 0 | 0 | 0 | 0 | 0 | 0 | 0 | 0.69944 | 4.1899 | 0 | 0
1236 | 3.9358 | 0 | 27.7079 | 0 | 0 | 0 | 0 | 0 | 0 | 0 | 0 | 0 | 0 | 0.69096 | 4.6268 | 0 | 0
1237 | 4.0209 | 0 | 30.5511 | 0 | 0 | 0 | 0 | 0 | 0 | 0 | 0 | 0 | 0 | 0.67843 | 4.6993 | 0 | 0
1238 | 3.6923 | 0 | 33.1619 | 0 | 0 | 0 | 0 | 0 | 0 | 0 | 0 | 0 | 0 | 0.67976 | 4.372 | 0 | 0
1239 | 3.0845 | 0 | 35.343 | 0 | 0 | 0 | 0 | 0 | 0 | 0 | 0 | 0 | 0 | 0.6887 | 3.7732 | 0 | 0
1240 | 2.0574 | 0 | 36.7978 | 0 | 0 | 0 | 0 | 0 | 0 | 0 | 0 | 0 | 0 | 0.70477 | 2.7622 | 0 | 0
1241 | 0.75951 | 0 | 37.3349 | 0 | 0 | 0 | 0 | 0 | 0 | 0 | 0 | 0 | 0 | 0.72434 | 1.4838 | 0 | 0
1242 | 0 | 0.59721 | 36.4903 | 0 | 0 | 0 | 0 | 0 | 0 | 0 | 0 | 0 | 0 | 0.78008 | 0.18288 | 0 | 0
1243 | 0 | 0.83622 | 35.3077 | 0 | 0 | 0 | 0 | 0 | 0 | 0 | 0 | 0 | 0 | 0.83622 | 0 | 0 | 0
1244 | 0 | 0.83566 | 34.1259 | 0 | 0 | 0 | 0 | 0 | 0 | 0 | 0 | 0 | 0 | 0.83566 | 0 | 0 | 0
1245 | 0 | 0.82231 | 32.963 | 0 | 0 | 0 | 0 | 0 | 0 | 0 | 0 | 0 | 0 | 0.82231 | 0 | 0 | 0
1246 | 0 | 0.785 | 31.8528 | 0 | 0 | 0 | 0 | 0 | 0 | 0 | 0 | 0 | 0 | 0.785 | 0 | 0 | 0
1247 | 0 | 0.72511 | 30.8274 | 0 | 0 | 0 | 0 | 0 | 0 | 0 | 0 | 0 | 0 | 0.72511 | 0 | 0 | 0
1248 | 0 | 0.68032 | 29.8653 | 0 | 0 | 0 | 0 | 0 | 0 | 0 | 0 | 0 | 0 | 0.68032 | 0 | 0 | 0
1249 | 0 | 0.64962 | 28.9465 | 0 | 0 | 0 | 0 | 0 | 0 | 0 | 0 | 0 | 0 | 0.64962 | 0 | 0 | 0
1250 | 0 | 0.62852 | 28.0577 | 0 | 0 | 0 | 0 | 0 | 0 | 0 | 0 | 0 | 0 | 0.62852 | 0 | 0 | 0
1251 | 0 | 0.61875 | 27.1826 | 0 | 0 | 0 | 0 | 0 | 0 | 0 | 0 | 0 | 0 | 0.61875 | 0 | 0 | 0
1252 | 0 | 0.62256 | 26.3022 | 0 | 0 | 0 | 0 | 0 | 0 | 0 | 0 | 0 | 0 | 0.62256 | 0 | 0 | 0
1253 | 0 | 0.64263 | 25.3934 | 0 | 0 | 0 | 0 | 0 | 0 | 0 | 0 | 0 | 0 | 0.64263 | 0 | 0 | 0
1254 | 0 | 0.69066 | 24.4167 | 0 | 0 | 0 | 0 | 0 | 0 | 0 | 0 | 0 | 0 | 0.69066 | 0 | 0 | 0
1255 | 0 | 0.76252 | 23.3383 | 0 | 0 | 0 | 0 | 0 | 0 | 0 | 0 | 0 | 0 | 0.76252 | 0 | 0 | 0
1256 | 0 | 0 | 23.3383 | 0 | 0 | 0 | 0 | 0 | 0 | 0 | 0 | 0 | 0 | 0.7711 | 0.92165 | 0 | 0.15055
1257 | 0 | 0 | 23.3383 | 0 | 0 | 0 | 0 | 0 | 0 | 0 | 0 | 0 | 0 | 0.73245 | 2.3902 | 0 | 1.6577
1258 | 2.8679 | 0 | 25.3662 | 0 | 0 | 0 | 0 | 0 | 0 | 0 | 0 | 0 | 0 | 0.69089 | 3.5588 | 0 | 0
1259 | 3.6918 | 0 | 27.9767 | 0 | 0 | 0 | 0 | 0 | 0 | 0 | 0 | 0 | 0 | 0.66208 | 4.3539 | 0 | 0
1260 | 4.1596 | 0 | 30.918 | 0 | 0 | 0 | 0 | 0 | 0 | 0 | 0 | 0 | 0 | 0.63788 | 4.7975 | 0 | 0
1261 | 0 | 0 | 30.918 | 0 | 0 | 0 | 0 | 0 | 0 | 0 | 0 | 0 | 0 | 0.61649 | 4.8535 | 0 | 4.237
1262 | 3.8907 | 0 | 33.6691 | 0 | 0 | 0 | 0 | 0 | 0 | 0 | 0 | 0 | 0 | 0.60961 | 4.5003 | 0 | 0
1263 | 2.541 | 0 | 35.4659 | 0 | 0 | 0 | 0 | 0 | 0 | 0 | 0 | 0 | 0 | 0.61428 | 3.1553 | 0 | 0
1264 | 2.1805 | 0 | 37.0078 | 0 | 0 | 0 | 0 | 0 | 0 | 0 | 0 | 0 | 0 | 0.63385 | 2.8144 | 0 | 0
1265 | 0.84516 | 0 | 37.6054 | 0 | 0 | 0 | 0 | 0 | 0 | 0 | 0 | 0 | 0 | 0.66669 | 1.5118 | 0 | 0
1266 | 0 | 0.60861 | 36.7447 | 0 | 0 | 0 | 0 | 0 | 0 | 0 | 0 | 0 | 0 | 0.73153 | 0.12293 | 0 | 0
1267 | 0 | 0.78815 | 35.6301 | 0 | 0 | 0 | 0 | 0 | 0 | 0 | 0 | 0 | 0 | 0.78815 | 0 | 0 | 0
1268 | 0 | 0.78798 | 34.5157 | 0 | 0 | 0 | 0 | 0 | 0 | 0 | 0 | 0 | 0 | 0.78798 | 0 | 0 | 0
1269 | 0 | 0.77538 | 33.4192 | 0 | 0 | 0 | 0 | 0 | 0 | 0 | 0 | 0 | 0 | 0.77538 | 0 | 0 | 0
1270 | 0 | 0.75261 | 32.3548 | 0 | 0 | 0 | 0 | 0 | 0 | 0 | 0 | 0 | 0 | 0.75261 | 0 | 0 | 0
1271 | 0 | 0.71032 | 31.3503 | 0 | 0 | 0 | 0 | 0 | 0 | 0 | 0 | 0 | 0 | 0.71032 | 0 | 0 | 0
1272 | 0 | 0.67513 | 30.3955 | 0 | 0 | 0 | 0 | 0 | 0 | 0 | 0 | 0 | 0 | 0.67513 | 0 | 0 | 0
1273 | 0 | 0.63762 | 29.4938 | 0 | 0 | 0 | 0 | 0 | 0 | 0 | 0 | 0 | 0 | 0.63762 | 0 | 0 | 0
1274 | 0 | 0.61835 | 28.6193 | 0 | 0 | 0 | 0 | 0 | 0 | 0 | 0 | 0 | 0 | 0.61835 | 0 | 0 | 0
1275 | 0 | 0.60583 | 27.7625 | 0 | 0 | 0 | 0 | 0 | 0 | 0 | 0 | 0 | 0 | 0.60583 | 0 | 0 | 0
1276 | 0 | 0.60308 | 26.9096 | 0 | 0 | 0 | 0 | 0 | 0 | 0 | 0 | 0 | 0 | 0.60308 | 0 | 0 | 0
1277 | 0 | 0.60888 | 26.0486 | 0 | 0 | 0 | 0 | 0 | 0 | 0 | 0 | 0 | 0 | 0.60888 | 0 | 0 | 0
1278 | 0 | 0.63242 | 25.1542 | 0 | 0 | 0 | 0 | 0 | 0 | 0 | 0 | 0 | 0 | 0.63242 | 0 | 0 | 0
1279 | 0 | 0.66065 | 24.2199 | 0 | 0 | 0 | 0 | 0 | 0 | 0 | 0 | 0 | 0 | 0.66065 | 0 | 0 | 0
1280 | 0 | 0 | 24.2199 | 0 | 0 | 0 | 0 | 0 | 0 | 0 | 0 | 0 | 0 | 0.65677 | 0.87765 | 0 | 0.22088
1281 | 0 | 0 | 24.2199 | 0 | 0 | 0 | 0 | 0 | 0 | 0 | 0 | 0 | 0 | 0.64863 | 1.635 | 0 | 0.98637
1282 | 0 | 0 | 24.2199 | 0 | 0 | 0 | 0 | 0 | 0 | 0 | 0 | 0 | 0 | 0.63306 | 2.8291 | 0 | 2.196
1283 | 3.6483 | 0 | 26.7996 | 0 | 0 | 0 | 0 | 0 | 0 | 0 | 0 | 0 | 0 | 0.60637 | 4.2546 | 0 | 0
1284 | 0 | 0 | 26.7996 | 0 | 0 | 0 | 0 | 0 | 0 | 0 | 0 | 0 | 0 | 0.58345 | 4.6998 | 0 | 4.1164
1285 | 4.1961 | 0 | 29.7667 | 0 | 0 | 0 | 0 | 0 | 0 | 0 | 0 | 0 | 0 | 0.57062 | 4.7668 | 0 | 0
1286 | 3.8868 | 0 | 32.5151 | 0 | 0 | 0 | 0 | 0 | 0 | 0 | 0 | 0 | 0 | 0.56209 | 4.4489 | 0 | 0
1287 | 3.2244 | 0 | 34.7951 | 0 | 0 | 0 | 0 | 0 | 0 | 0 | 0 | 0 | 0 | 0.56786 | 3.7923 | 0 | 0
1288 | 2.2183 | 0 | 36.3636 | 0 | 0 | 0 | 0 | 0 | 0 | 0 | 0 | 0 | 0 | 0.58287 | 2.8011 | 0 | 0
1289 | 0 | 0 | 36.3636 | 0 | 0 | 0 | 0 | 0 | 0 | 0 | 0 | 0 | 0 | 0.61386 | 1.5049 | 0 | 0.89099
1290 | 0 | 0.47649 | 35.6898 | 0 | 0 | 0 | 0 | 0 | 0 | 0 | 0 | 0 | 0 | 0.68092 | 0.20442 | 0 | 0
1291 | 0 | 0.7342 | 34.6514 | 0 | 0 | 0 | 0 | 0 | 0 | 0 | 0 | 0 | 0 | 0.7342 | 0 | 0 | 0
1292 | 0 | 0.72879 | 33.6208 | 0 | 0 | 0 | 0 | 0 | 0 | 0 | 0 | 0 | 0 | 0.72879 | 0 | 0 | 0
1293 | 0 | 0.71685 | 32.607 | 0 | 0 | 0 | 0 | 0 | 0 | 0 | 0 | 0 | 0 | 0.71685 | 0 | 0 | 0
1294 | 0 | 0.69277 | 31.6273 | 0 | 0 | 0 | 0 | 0 | 0 | 0 | 0 | 0 | 0 | 0.69277 | 0 | 0 | 0
1295 | 0 | 0.66031 | 30.6935 | 0 | 0 | 0 | 0 | 0 | 0 | 0 | 0 | 0 | 0 | 0.66031 | 0 | 0 | 0
1296 | 0 | 0.62771 | 29.8058 | 0 | 0 | 0 | 0 | 0 | 0 | 0 | 0 | 0 | 0 | 0.62771 | 0 | 0 | 0
1297 | 0 | 0.5941 | 28.9656 | 0 | 0 | 0 | 0 | 0 | 0 | 0 | 0 | 0 | 0 | 0.5941 | 0 | 0 | 0
1298 | 0 | 0.57418 | 28.1536 | 0 | 0 | 0 | 0 | 0 | 0 | 0 | 0 | 0 | 0 | 0.57418 | 0 | 0 | 0
1299 | 0 | 0.57199 | 27.3446 | 0 | 0 | 0 | 0 | 0 | 0 | 0 | 0 | 0 | 0 | 0.57199 | 0 | 0 | 0
1300 | 0 | 0.5676 | 26.5419 | 0 | 0 | 0 | 0 | 0 | 0 | 0 | 0 | 0 | 0 | 0.5676 | 0 | 0 | 0
1301 | 0 | 0.57006 | 25.7357 | 0 | 0 | 0 | 0 | 0 | 0 | 0 | 0 | 0 | 0 | 0.57006 | 0 | 0 | 0
1302 | 0 | 0.58403 | 24.9098 | 0 | 0 | 0 | 0 | 0 | 0 | 0 | 0 | 0 | 0 | 0.58403 | 0 | 0 | 0
1303 | 0 | 0.60432 | 24.0552 | 0 | 0 | 0 | 0 | 0 | 0 | 0 | 0 | 0 | 0 | 0.60432 | 0 | 0 | 0
1304 | 0.26836 | 0 | 24.2449 | 0 | 0 | 0 | 0 | 0 | 0 | 0 | 0 | 0 | 0 | 0.60404 | 0.8724 | 0 | 0
1305 | 0 | 0 | 24.2449 | 0 | 0 | 0 | 0 | 0 | 0 | 0 | 0 | 0 | 0 | 0.59055 | 2.2439 | 0 | 1.6534
1306 | 2.7888 | 0 | 26.2169 | 0 | 0 | 0 | 0 | 0 | 0 | 0 | 0 | 0 | 0 | 0.57107 | 3.3599 | 0 | 0
1307 | 3.5578 | 0 | 28.7327 | 0 | 0 | 0 | 0 | 0 | 0 | 0 | 0 | 0 | 0 | 0.54511 | 4.1029 | 0 | 0
1308 | 3.9463 | 0 | 31.5232 | 0 | 0 | 0 | 0 | 0 | 0 | 0 | 0 | 0 | 0 | 0.52419 | 4.4705 | 0 | 0
1309 | 4.038 | 0 | 34.3785 | 0 | 0 | 0 | 0 | 0 | 0 | 0 | 0 | 0 | 0 | 0.51494 | 4.553 | 0 | 0
1310 | 3.7707 | 0 | 37.0448 | 0 | 0 | 0 | 0 | 0 | 0 | 0 | 0 | 0 | 0 | 0.51574 | 4.2865 | 0 | 0
1311 | 3.139 | 0 | 39.2644 | 0 | 0 | 0 | 0 | 0 | 0 | 0 | 0 | 0 | 0 | 0.52872 | 3.6677 | 0 | 0
1312 | 2.1451 | 0 | 40.7812 | 0 | 0 | 0 | 0 | 0 | 0 | 0 | 0 | 0 | 0 | 0.56362 | 2.7088 | 0 | 0
1313 | 0.85227 | 0 | 41.3838 | 0 | 0 | 0 | 0 | 0 | 0 | 0 | 0 | 0 | 0 | 0.60373 | 1.456 | 0 | 0
1314 | 0 | 0.47814 | 40.7076 | 0 | 0 | 0 | 0 | 0 | 0 | 0 | 0 | 0 | 0 | 0.67192 | 0.19378 | 0 | 0
1315 | 0 | 0.72811 | 39.6779 | 0 | 0 | 0 | 0 | 0 | 0 | 0 | 0 | 0 | 0 | 0.72811 | 0 | 0 | 0
1316 | 0 | 0.72427 | 38.6537 | 0 | 0 | 0 | 0 | 0 | 0 | 0 | 0 | 0 | 0 | 0.72427 | 0 | 0 | 0
1317 | 0 | 0.70703 | 37.6538 | 0 | 0 | 0 | 0 | 0 | 0 | 0 | 0 | 0 | 0 | 0.70703 | 0 | 0 | 0
1318 | 0 | 0.67446 | 36.7 | 0 | 0 | 0 | 0 | 0 | 0 | 0 | 0 | 0 | 0 | 0.67446 | 0 | 0 | 0
1319 | 0 | 0.63057 | 35.8082 | 0 | 0 | 0 | 0 | 0 | 0 | 0 | 0 | 0 | 0 | 0.63057 | 0 | 0 | 0
1320 | 0 | 0.59516 | 34.9665 | 0 | 0 | 0 | 0 | 0 | 0 | 0 | 0 | 0 | 0 | 0.59516 | 0 | 0 | 0
1321 | 0 | 0.57947 | 34.147 | 0 | 0 | 0 | 0 | 0 | 0 | 0 | 0 | 0 | 0 | 0.57947 | 0 | 0 | 0
1322 | 0 | 0.56858 | 33.3429 | 0 | 0 | 0 | 0 | 0 | 0 | 0 | 0 | 0 | 0 | 0.56858 | 0 | 0 | 0
1323 | 0 | 0.56198 | 32.5482 | 0 | 0 | 0 | 0 | 0 | 0 | 0 | 0 | 0 | 0 | 0.56198 | 0 | 0 | 0
1324 | 0 | 0.56552 | 31.7484 | 0 | 0 | 0 | 0 | 0 | 0 | 0 | 0 | 0 | 0 | 0.56552 | 0 | 0 | 0
1325 | 0 | 0.58478 | 30.9214 | 0 | 0 | 0 | 0 | 0 | 0 | 0 | 0 | 0 | 0 | 0.58478 | 0 | 0 | 0
1326 | 0 | 0.62567 | 30.0366 | 0 | 0 | 0 | 0 | 0 | 0 | 0 | 0 | 0 | 0 | 0.62567 | 0 | 0 | 0
1327 | 0 | 0.69472 | 29.0541 | 0 | 0 | 0 | 0 | 0 | 0 | 0 | 0 | 0 | 0 | 0.69472 | 0 | 0 | 0
1328 | 0.15 | 0 | 29.1601 | 0 | 0 | 0 | 0 | 0 | 0 | 0 | 0 | 0 | 0 | 0.71359 | 0.8636 | 0 | 0
1329 | 1.5294 | 0 | 30.2416 | 0 | 0 | 0 | 0 | 0 | 0 | 0 | 0 | 0 | 0 | 0.69175 | 2.2212 | 0 | 0
1330 | 2.6184 | 0 | 32.0931 | 0 | 0 | 0 | 0 | 0 | 0 | 0 | 0 | 0 | 0 | 0.67668 | 3.2951 | 0 | 0
1331 | 3.3586 | 0 | 34.468 | 0 | 0 | 0 | 0 | 0 | 0 | 0 | 0 | 0 | 0 | 0.66069 | 4.0193 | 0 | 0
1332 | 3.7158 | 0 | 37.0955 | 0 | 0 | 0 | 0 | 0 | 0 | 0 | 0 | 0 | 0 | 0.65326 | 4.3691 | 0 | 0
1333 | 3.7784 | 0 | 39.7672 | 0 | 0 | 0 | 0 | 0 | 0 | 0 | 0 | 0 | 0 | 0.65321 | 4.4317 | 0 | 0
1334 | 3.5396 | 0 | 42.2701 | 0 | 0 | 0 | 0 | 0 | 0 | 0 | 0 | 0 | 0 | 0.66194 | 4.2015 | 0 | 0
1335 | 2.9703 | 0 | 44.3704 | 0 | 0 | 0 | 0 | 0 | 0 | 0 | 0 | 0 | 0 | 0.66741 | 3.6377 | 0 | 0
1336 | 1.3538 | 0 | 45.3277 | 0 | 0 | 0 | 0 | 0 | 0 | 0 | 0 | 0 | 0 | 0.67928 | 2.0331 | 0 | 0
1337 | 0.78156 | 0 | 45.8803 | 0 | 0 | 0 | 0 | 0 | 0 | 0 | 0 | 0 | 0 | 0.70649 | 1.4881 | 0 | 0
1338 | 0 | 0.52902 | 45.1322 | 0 | 0 | 0 | 0 | 0 | 0 | 0 | 0 | 0 | 0 | 0.75247 | 0.22345 | 0 | 0
1339 | 0 | 0.80067 | 43.9999 | 0 | 0 | 0 | 0 | 0 | 0 | 0 | 0 | 0 | 0 | 0.80067 | 0 | 0 | 0
1340 | 0 | 0.79158 | 42.8804 | 0 | 0 | 0 | 0 | 0 | 0 | 0 | 0 | 0 | 0 | 0.79158 | 0 | 0 | 0
1341 | 0 | 0.77015 | 41.7912 | 0 | 0 | 0 | 0 | 0 | 0 | 0 | 0 | 0 | 0 | 0.77015 | 0 | 0 | 0
1342 | 0 | 0.72825 | 40.7613 | 0 | 0 | 0 | 0 | 0 | 0 | 0 | 0 | 0 | 0 | 0.72825 | 0 | 0 | 0
1343 | 0 | 0.67487 | 39.8069 | 0 | 0 | 0 | 0 | 0 | 0 | 0 | 0 | 0 | 0 | 0.67487 | 0 | 0 | 0
1344 | 0 | 0.63775 | 38.905 | 0 | 0 | 0 | 0 | 0 | 0 | 0 | 0 | 0 | 0 | 0.63775 | 0 | 0 | 0
1345 | 0 | 0.60741 | 38.046 | 0 | 0 | 0 | 0 | 0 | 0 | 0 | 0 | 0 | 0 | 0.60741 | 0 | 0 | 0
1346 | 0 | 0.58724 | 37.2155 | 0 | 0 | 0 | 0 | 0 | 0 | 0 | 0 | 0 | 0 | 0.58724 | 0 | 0 | 0
1347 | 0 | 0.57839 | 36.3976 | 0 | 0 | 0 | 0 | 0 | 0 | 0 | 0 | 0 | 0 | 0.57839 | 0 | 0 | 0
1348 | 0 | 0.57762 | 35.5807 | 0 | 0 | 0 | 0 | 0 | 0 | 0 | 0 | 0 | 0 | 0.57762 | 0 | 0 | 0
1349 | 0 | 0.59559 | 34.7384 | 0 | 0 | 0 | 0 | 0 | 0 | 0 | 0 | 0 | 0 | 0.59559 | 0 | 0 | 0
1350 | 0 | 0.62767 | 33.8507 | 0 | 0 | 0 | 0 | 0 | 0 | 0 | 0 | 0 | 0 | 0.62767 | 0 | 0 | 0
1351 | 0 | 0.69206 | 32.872 | 0 | 0 | 0 | 0 | 0 | 0 | 0 | 0 | 0 | 0 | 0.69206 | 0 | 0 | 0
1352 | 0.17401 | 0 | 32.9951 | 0 | 0 | 0 | 0 | 0 | 0 | 0 | 0 | 0 | 0 | 0.71044 | 0.88445 | 0 | 0
1353 | 1.4877 | 0 | 34.047 | 0 | 0 | 0 | 0 | 0 | 0 | 0 | 0 | 0 | 0 | 0.70155 | 2.1892 | 0 | 0
1354 | 2.485 | 0 | 35.8042 | 0 | 0 | 0 | 0 | 0 | 0 | 0 | 0 | 0 | 0 | 0.68842 | 3.1734 | 0 | 0
1355 | 3.2055 | 0 | 38.0708 | 0 | 0 | 0 | 0 | 0 | 0 | 0 | 0 | 0 | 0 | 0.68345 | 3.889 | 0 | 0
1356 | 2.9467 | 0 | 40.1545 | 0 | 0 | 0 | 0 | 0 | 0 | 0 | 0 | 0 | 0 | 0.68746 | 3.6342 | 0 | 0
1357 | 3.6904 | 0 | 42.764 | 0 | 0 | 0 | 0 | 0 | 0 | 0 | 0 | 0 | 0 | 0.68405 | 4.3744 | 0 | 0
1358 | 3.3731 | 0 | 45.1491 | 0 | 0 | 0 | 0 | 0 | 0 | 0 | 0 | 0 | 0 | 0.67656 | 4.0497 | 0 | 0
1359 | 2.3474 | 0 | 46.809 | 0 | 0 | 0 | 0 | 0 | 0 | 0 | 0 | 0 | 0 | 0.68496 | 3.0324 | 0 | 0
1360 | 1.1127 | 0 | 47.5958 | 0 | 0 | 0 | 0 | 0 | 0 | 0 | 0 | 0 | 0 | 0.69381 | 1.8066 | 0 | 0
1361 | 0 | 0 | 47.5958 | 0 | 0 | 0 | 0 | 0 | 0 | 0 | 0 | 0 | 0 | 0.71223 | 0.9492 | 0 | 0.23697
1362 | 0 | 0.65132 | 46.6747 | 0 | 0 | 0 | 0 | 0 | 0 | 0 | 0 | 0 | 0 | 0.75897 | 0.10765 | 0 | 0
1363 | 0 | 0.80188 | 45.5407 | 0 | 0 | 0 | 0 | 0 | 0 | 0 | 0 | 0 | 0 | 0.80188 | 0 | 0 | 0
1364 | 0 | 0.7906 | 44.4226 | 0 | 0 | 0 | 0 | 0 | 0 | 0 | 0 | 0 | 0 | 0.7906 | 0 | 0 | 0
1365 | 0 | 0.76776 | 43.3369 | 0 | 0 | 0 | 0 | 0 | 0 | 0 | 0 | 0 | 0 | 0.76776 | 0 | 0 | 0
1366 | 0 | 0.7259 | 42.3103 | 0 | 0 | 0 | 0 | 0 | 0 | 0 | 0 | 0 | 0 | 0.7259 | 0 | 0 | 0
1367 | 0 | 0.67401 | 41.3571 | 0 | 0 | 0 | 0 | 0 | 0 | 0 | 0 | 0 | 0 | 0.67401 | 0 | 0 | 0
1368 | 0 | 0.63462 | 40.4596 | 0 | 0 | 0 | 0 | 0 | 0 | 0 | 0 | 0 | 0 | 0.63462 | 0 | 0 | 0
1369 | 0 | 0.6019 | 39.6084 | 0 | 0 | 0 | 0 | 0 | 0 | 0 | 0 | 0 | 0 | 0.6019 | 0 | 0 | 0
1370 | 0 | 0.58448 | 38.7818 | 0 | 0 | 0 | 0 | 0 | 0 | 0 | 0 | 0 | 0 | 0.58448 | 0 | 0 | 0
1371 | 0 | 0.57269 | 37.9719 | 0 | 0 | 0 | 0 | 0 | 0 | 0 | 0 | 0 | 0 | 0.57269 | 0 | 0 | 0
1372 | 0 | 0.56869 | 37.1676 | 0 | 0 | 0 | 0 | 0 | 0 | 0 | 0 | 0 | 0 | 0.56869 | 0 | 0 | 0
1373 | 0 | 0.5738 | 36.3562 | 0 | 0 | 0 | 0 | 0 | 0 | 0 | 0 | 0 | 0 | 0.5738 | 0 | 0 | 0
1374 | 0 | 0.61393 | 35.4879 | 0 | 0 | 0 | 0 | 0 | 0 | 0 | 0 | 0 | 0 | 0.61393 | 0 | 0 | 0
1375 | 0 | 0.68203 | 34.5234 | 0 | 0 | 0 | 0 | 0 | 0 | 0 | 0 | 0 | 0 | 0.68203 | 0 | 0 | 0
1376 | 0.20148 | 0 | 34.6659 | 0 | 0 | 0 | 0 | 0 | 0 | 0 | 0 | 0 | 0 | 0.70747 | 0.90895 | 0 | 0
1377 | 1.5361 | 0 | 35.7521 | 0 | 0 | 0 | 0 | 0 | 0 | 0 | 0 | 0 | 0 | 0.69042 | 2.2266 | 0 | 0
1378 | 2.628 | 0 | 37.6103 | 0 | 0 | 0 | 0 | 0 | 0 | 0 | 0 | 0 | 0 | 0.66871 | 3.2967 | 0 | 0
1379 | 3.3813 | 0 | 40.0013 | 0 | 0 | 0 | 0 | 0 | 0 | 0 | 0 | 0 | 0 | 0.6482 | 4.0294 | 0 | 0
1380 | 3.7822 | 0 | 42.6757 | 0 | 0 | 0 | 0 | 0 | 0 | 0 | 0 | 0 | 0 | 0.64982 | 4.4321 | 0 | 0
1381 | 3.8215 | 0 | 45.3779 | 0 | 0 | 0 | 0 | 0 | 0 | 0 | 0 | 0 | 0 | 0.6437 | 4.4652 | 0 | 0
1382 | 3.5194 | 0 | 47.8665 | 0 | 0 | 0 | 0 | 0 | 0 | 0 | 0 | 0 | 0 | 0.65011 | 4.1696 | 0 | 0
1383 | 2.9449 | 0 | 49.9488 | 0 | 0 | 0 | 0 | 0 | 0 | 0 | 0 | 0 | 0 | 0.65589 | 3.6008 | 0 | 0
1384 | 2.0051 | 0 | 51.3666 | 0 | 0 | 0 | 0 | 0 | 0 | 0 | 0 | 0 | 0 | 0.66244 | 2.6675 | 0 | 0
1385 | 0.79705 | 0 | 51.9302 | 0 | 0 | 0 | 0 | 0 | 0 | 0 | 0 | 0 | 0 | 0.68325 | 1.4803 | 0 | 0
1386 | 0 | 0.47942 | 51.2522 | 0 | 0 | 0 | 0 | 0 | 0 | 0 | 0 | 0 | 0 | 0.72762 | 0.2482 | 0 | 0
1387 | 0 | 0.77206 | 50.1604 | 0 | 0 | 0 | 0 | 0 | 0 | 0 | 0 | 0 | 0 | 0.77206 | 0 | 0 | 0
1388 | 0 | 0.76795 | 49.0743 | 0 | 0 | 0 | 0 | 0 | 0 | 0 | 0 | 0 | 0 | 0.76795 | 0 | 0 | 0
1389 | 0 | 0.75377 | 48.0083 | 0 | 0 | 0 | 0 | 0 | 0 | 0 | 0 | 0 | 0 | 0.75377 | 0 | 0 | 0
1390 | 0 | 0.71512 | 46.997 | 0 | 0 | 0 | 0 | 0 | 0 | 0 | 0 | 0 | 0 | 0.71512 | 0 | 0 | 0
1391 | 0 | 0.66671 | 46.0541 | 0 | 0 | 0 | 0 | 0 | 0 | 0 | 0 | 0 | 0 | 0.66671 | 0 | 0 | 0
1392 | 0 | 0.6311 | 45.1616 | 0 | 0 | 0 | 0 | 0 | 0 | 0 | 0 | 0 | 0 | 0.6311 | 0 | 0 | 0
1393 | 0 | 0.59523 | 44.3198 | 0 | 0 | 0 | 0 | 0 | 0 | 0 | 0 | 0 | 0 | 0.59523 | 0 | 0 | 0
1394 | 0 | 0.57343 | 43.5089 | 0 | 0 | 0 | 0 | 0 | 0 | 0 | 0 | 0 | 0 | 0.57343 | 0 | 0 | 0
1395 | 0 | 0.56261 | 42.7132 | 0 | 0 | 0 | 0 | 0 | 0 | 0 | 0 | 0 | 0 | 0.56261 | 0 | 0 | 0
1396 | 0 | 0.56137 | 41.9193 | 0 | 0 | 0 | 0 | 0 | 0 | 0 | 0 | 0 | 0 | 0.56137 | 0 | 0 | 0
1397 | 0 | 0.57442 | 41.107 | 0 | 0 | 0 | 0 | 0 | 0 | 0 | 0 | 0 | 0 | 0.57442 | 0 | 0 | 0
1398 | 0 | 0.60537 | 40.2509 | 0 | 0 | 0 | 0 | 0 | 0 | 0 | 0 | 0 | 0 | 0.60537 | 0 | 0 | 0
1399 | 0 | 0.66565 | 39.3095 | 0 | 0 | 0 | 0 | 0 | 0 | 0 | 0 | 0 | 0 | 0.66565 | 0 | 0 | 0
1400 | 0 | 0.39125 | 38.7562 | 0 | 0 | 0 | 0 | 0 | 0 | 0 | 0 | 0 | 0 | 0.67965 | 0.2884 | 0 | 0
1401 | 0 | 0 | 38.7562 | 0 | 0 | 0 | 0 | 0 | 0 | 0 | 0 | 0 | 0 | 0.67472 | 0.80215 | 0 | 0.12743
1402 | 1.5557 | 0 | 39.8562 | 0 | 0 | 0 | 0 | 0 | 0 | 0 | 0 | 0 | 0 | 0.66438 | 2.2201 | 0 | 0
1403 | 2.5932 | 0 | 41.6899 | 0 | 0 | 0 | 0 | 0 | 0 | 0 | 0 | 0 | 0 | 0.64595 | 3.2391 | 0 | 0
1404 | 3.9288 | 0 | 44.468 | 0 | 0 | 0 | 0 | 0 | 0 | 0 | 0 | 0 | 0 | 0.62669 | 4.5555 | 0 | 0
1405 | 3.3434 | 0 | 46.8321 | 0 | 0 | 0 | 0 | 0 | 0 | 0 | 0 | 0 | 0 | 0.61195 | 3.9554 | 0 | 0
1406 | 2.4441 | 0 | 48.5603 | 0 | 0 | 0 | 0 | 0 | 0 | 0 | 0 | 0 | 0 | 0.60423 | 3.0483 | 0 | 0
1407 | 3.1209 | 0 | 50.7671 | 0 | 0 | 0 | 0 | 0 | 0 | 0 | 0 | 0 | 0 | 0.606 | 3.7269 | 0 | 0
1408 | 1.3454 | 0 | 51.7185 | 0 | 0 | 0 | 0 | 0 | 0 | 0 | 0 | 0 | 0 | 0.62368 | 1.969 | 0 | 0
1409 | 0.39106 | 0 | 51.995 | 0 | 0 | 0 | 0 | 0 | 0 | 0 | 0 | 0 | 0 | 0.66009 | 1.0512 | 0 | 0
1410 | 0 | 0.55178 | 51.2147 | 0 | 0 | 0 | 0 | 0 | 0 | 0 | 0 | 0 | 0 | 0.71278 | 0.161 | 0 | 0
1411 | 0 | 0.76972 | 50.1261 | 0 | 0 | 0 | 0 | 0 | 0 | 0 | 0 | 0 | 0 | 0.76972 | 0 | 0 | 0
1412 | 0 | 0.76389 | 49.0458 | 0 | 0 | 0 | 0 | 0 | 0 | 0 | 0 | 0 | 0 | 0.76389 | 0 | 0 | 0
1413 | 0 | 0.7479 | 47.9881 | 0 | 0 | 0 | 0 | 0 | 0 | 0 | 0 | 0 | 0 | 0.7479 | 0 | 0 | 0
1414 | 0 | 0.70916 | 46.9852 | 0 | 0 | 0 | 0 | 0 | 0 | 0 | 0 | 0 | 0 | 0.70916 | 0 | 0 | 0
1415 | 0 | 0.65594 | 46.0576 | 0 | 0 | 0 | 0 | 0 | 0 | 0 | 0 | 0 | 0 | 0.65594 | 0 | 0 | 0
1416 | 0 | 0.61822 | 45.1833 | 0 | 0 | 0 | 0 | 0 | 0 | 0 | 0 | 0 | 0 | 0.61822 | 0 | 0 | 0
1417 | 0 | 0.58435 | 44.3569 | 0 | 0 | 0 | 0 | 0 | 0 | 0 | 0 | 0 | 0 | 0.58435 | 0 | 0 | 0
1418 | 0 | 0.56499 | 43.5579 | 0 | 0 | 0 | 0 | 0 | 0 | 0 | 0 | 0 | 0 | 0.56499 | 0 | 0 | 0
1419 | 0 | 0.55598 | 42.7716 | 0 | 0 | 0 | 0 | 0 | 0 | 0 | 0 | 0 | 0 | 0.55598 | 0 | 0 | 0
1420 | 0 | 0.54944 | 41.9946 | 0 | 0 | 0 | 0 | 0 | 0 | 0 | 0 | 0 | 0 | 0.54944 | 0 | 0 | 0
1421 | 0 | 0.55733 | 41.2064 | 0 | 0 | 0 | 0 | 0 | 0 | 0 | 0 | 0 | 0 | 0.55733 | 0 | 0 | 0
1422 | 0 | 0.59615 | 40.3633 | 0 | 0 | 0 | 0 | 0 | 0 | 0 | 0 | 0 | 0 | 0.59615 | 0 | 0 | 0
1423 | 0 | 0.655 | 39.437 | 0 | 0 | 0 | 0 | 0 | 0 | 0 | 0 | 0 | 0 | 0.655 | 0 | 0 | 0
1424 | 0 | 0.024372 | 39.4025 | 0 | 0 | 0 | 0 | 0 | 0 | 0 | 0 | 0 | 0 | 0.68177 | 0.6574 | 0 | 0
1425 | 0.86611 | 0 | 40.0149 | 0 | 0 | 0 | 0 | 0 | 0 | 0 | 0 | 0 | 0 | 0.67899 | 1.5451 | 0 | 0
1426 | 2.6973 | 0 | 41.9222 | 0 | 0 | 0 | 0 | 0 | 0 | 0 | 0 | 0 | 0 | 0.66187 | 3.3592 | 0 | 0
1427 | 3.4045 | 0 | 44.3296 | 0 | 0 | 0 | 0 | 0 | 0 | 0 | 0 | 0 | 0 | 0.64209 | 4.0466 | 0 | 0
1428 | 3.8037 | 0 | 47.0192 | 0 | 0 | 0 | 0 | 0 | 0 | 0 | 0 | 0 | 0 | 0.63799 | 4.4417 | 0 | 0
1429 | 3.8628 | 0 | 49.7506 | 0 | 0 | 0 | 0 | 0 | 0 | 0 | 0 | 0 | 0 | 0.64293 | 4.5057 | 0 | 0
1430 | 3.5828 | 0 | 52.284 | 0 | 0 | 0 | 0 | 0 | 0 | 0 | 0 | 0 | 0 | 0.6433 | 4.2261 | 0 | 0
1431 | 3.0296 | 0 | 54.4263 | 0 | 0 | 0 | 0 | 0 | 0 | 0 | 0 | 0 | 0 | 0.6344 | 3.6641 | 0 | 0
1432 | 2.1199 | 0 | 55.9253 | 0 | 0 | 0 | 0 | 0 | 0 | 0 | 0 | 0 | 0 | 0.64372 | 2.7637 | 0 | 0
1433 | 0.87601 | 0 | 56.5448 | 0 | 0 | 0 | 0 | 0 | 0 | 0 | 0 | 0 | 0 | 0.66869 | 1.5447 | 0 | 0
1434 | 0 | 0.41618 | 55.9562 | 0 | 0 | 0 | 0 | 0 | 0 | 0 | 0 | 0 | 0 | 0.70736 | 0.29118 | 0 | 0
1435 | 0 | 0.75032 | 54.8951 | 0 | 0 | 0 | 0 | 0 | 0 | 0 | 0 | 0 | 0 | 0.75032 | 0 | 0 | 0
1436 | 0 | 0.74408 | 53.8428 | 0 | 0 | 0 | 0 | 0 | 0 | 0 | 0 | 0 | 0 | 0.74408 | 0 | 0 | 0
1437 | 0 | 0.72747 | 52.814 | 0 | 0 | 0 | 0 | 0 | 0 | 0 | 0 | 0 | 0 | 0.72747 | 0 | 0 | 0
1438 | 0 | 0.69708 | 51.8282 | 0 | 0 | 0 | 0 | 0 | 0 | 0 | 0 | 0 | 0 | 0.69708 | 0 | 0 | 0
1439 | 0 | 0.65137 | 50.907 | 0 | 0 | 0 | 0 | 0 | 0 | 0 | 0 | 0 | 0 | 0.65137 | 0 | 0 | 0
1440 | 0 | 0.6104 | 50.0438 | 0 | 0 | 0 | 0 | 0 | 0 | 0 | 0 | 0 | 0 | 0.6104 | 0 | 0 | 0
1441 | 0 | 0.58624 | 49.2147 | 0 | 0 | 0 | 0 | 0 | 0 | 0 | 0 | 0 | 0 | 0.58624 | 0 | 0 | 0
1442 | 0 | 0.57052 | 48.4079 | 0 | 0 | 0 | 0 | 0 | 0 | 0 | 0 | 0 | 0 | 0.57052 | 0 | 0 | 0
1443 | 0 | 0.55449 | 47.6237 | 0 | 0 | 0 | 0 | 0 | 0 | 0 | 0 | 0 | 0 | 0.55449 | 0 | 0 | 0
1444 | 0 | 0.54892 | 46.8474 | 0 | 0 | 0 | 0 | 0 | 0 | 0 | 0 | 0 | 0 | 0.54892 | 0 | 0 | 0
1445 | 0 | 0.55293 | 46.0655 | 0 | 0 | 0 | 0 | 0 | 0 | 0 | 0 | 0 | 0 | 0.55293 | 0 | 0 | 0
1446 | 0 | 0.56858 | 45.2614 | 0 | 0 | 0 | 0 | 0 | 0 | 0 | 0 | 0 | 0 | 0.56858 | 0 | 0 | 0
1447 | 0 | 0.58956 | 44.4276 | 0 | 0 | 0 | 0 | 0 | 0 | 0 | 0 | 0 | 0 | 0.58956 | 0 | 0 | 0
1448 | 0.44361 | 0 | 44.7413 | 0 | 0 | 0 | 0 | 0 | 0 | 0 | 0 | 0 | 0 | 0.60449 | 1.0481 | 0 | 0
1449 | 1.7291 | 0 | 45.9639 | 0 | 0 | 0 | 0 | 0 | 0 | 0 | 0 | 0 | 0 | 0.62473 | 2.3538 | 0 | 0
1450 | 1.9611 | 0 | 47.3506 | 0 | 0 | 0 | 0 | 0 | 0 | 0 | 0 | 0 | 0 | 0.63353 | 2.5946 | 0 | 0
1451 | 3.3607 | 0 | 49.727 | 0 | 0 | 0 | 0 | 0 | 0 | 0 | 0 | 0 | 0 | 0.63716 | 3.9979 | 0 | 0
1452 | 3.7084 | 0 | 52.3492 | 0 | 0 | 0 | 0 | 0 | 0 | 0 | 0 | 0 | 0 | 0.63742 | 4.3458 | 0 | 0
1453 | 3.8106 | 0 | 55.0437 | 0 | 0 | 0 | 0 | 0 | 0 | 0 | 0 | 0 | 0 | 0.63143 | 4.442 | 0 | 0
1454 | 2.9434 | 0 | 57.125 | 0 | 0 | 0 | 0 | 0 | 0 | 0 | 0 | 0 | 0 | 0.62381 | 3.5672 | 0 | 0
1455 | 2.3375 | 0 | 58.7778 | 0 | 0 | 0 | 0 | 0 | 0 | 0 | 0 | 0 | 0 | 0.61329 | 2.9508 | 0 | 0
1456 | 1.8936 | 0 | 60.1168 | 0 | 0 | 0 | 0 | 0 | 0 | 0 | 0 | 0 | 0 | 0.61579 | 2.5093 | 0 | 0
1457 | 0.6208 | 0 | 60.5558 | 0 | 0 | 0 | 0 | 0 | 0 | 0 | 0 | 0 | 0 | 0.63065 | 1.2514 | 0 | 0
1458 | 0 | 0.46163 | 59.9029 | 0 | 0 | 0 | 0 | 0 | 0 | 0 | 0 | 0 | 0 | 0.67383 | 0.2122 | 0 | 0
1459 | 0 | 0.7159 | 58.8905 | 0 | 0 | 0 | 0 | 0 | 0 | 0 | 0 | 0 | 0 | 0.7159 | 0 | 0 | 0
1460 | 0 | 0.70835 | 57.8887 | 0 | 0 | 0 | 0 | 0 | 0 | 0 | 0 | 0 | 0 | 0.70835 | 0 | 0 | 0
1461 | 0 | 0.69086 | 56.9117 | 0 | 0 | 0 | 0 | 0 | 0 | 0 | 0 | 0 | 0 | 0.69086 | 0 | 0 | 0
1462 | 0 | 0.66493 | 55.9714 | 0 | 0 | 0 | 0 | 0 | 0 | 0 | 0 | 0 | 0 | 0.66493 | 0 | 0 | 0
1463 | 0 | 0.63246 | 55.0769 | 0 | 0 | 0 | 0 | 0 | 0 | 0 | 0 | 0 | 0 | 0.63246 | 0 | 0 | 0
1464 | 0 | 0.59766 | 54.2317 | 0 | 0 | 0 | 0 | 0 | 0 | 0 | 0 | 0 | 0 | 0.59766 | 0 | 0 | 0
1465 | 0 | 0.58005 | 53.4114 | 0 | 0 | 0 | 0 | 0 | 0 | 0 | 0 | 0 | 0 | 0.58005 | 0 | 0 | 0
1466 | 0 | 0.55942 | 52.6202 | 0 | 0 | 0 | 0 | 0 | 0 | 0 | 0 | 0 | 0 | 0.55942 | 0 | 0 | 0
1467 | 0 | 0.54573 | 51.8485 | 0 | 0 | 0 | 0 | 0 | 0 | 0 | 0 | 0 | 0 | 0.54573 | 0 | 0 | 0
1468 | 0 | 0.53618 | 51.0902 | 0 | 0 | 0 | 0 | 0 | 0 | 0 | 0 | 0 | 0 | 0.53618 | 0 | 0 | 0
1469 | 0 | 0.53386 | 50.3352 | 0 | 0 | 0 | 0 | 0 | 0 | 0 | 0 | 0 | 0 | 0.53386 | 0 | 0 | 0
1470 | 0 | 0.54337 | 49.5668 | 0 | 0 | 0 | 0 | 0 | 0 | 0 | 0 | 0 | 0 | 0.54337 | 0 | 0 | 0
1471 | 0 | 0.55603 | 48.7804 | 0 | 0 | 0 | 0 | 0 | 0 | 0 | 0 | 0 | 0 | 0.55603 | 0 | 0 | 0
1472 | 0.44416 | 0 | 49.0945 | 0 | 0 | 0 | 0 | 0 | 0 | 0 | 0 | 0 | 0 | 0.55944 | 1.0036 | 0 | 0
1473 | 1.795 | 0 | 50.3637 | 0 | 0 | 0 | 0 | 0 | 0 | 0 | 0 | 0 | 0 | 0.5642 | 2.3592 | 0 | 0
1474 | 2.5558 | 0 | 52.1709 | 0 | 0 | 0 | 0 | 0 | 0 | 0 | 0 | 0 | 0 | 0.5633 | 3.1191 | 0 | 0
1475 | 3.0238 | 0 | 54.3091 | 0 | 0 | 0 | 0 | 0 | 0 | 0 | 0 | 0 | 0 | 0.5672 | 3.5911 | 0 | 0
1476 | 3.1931 | 0 | 56.567 | 0 | 0 | 0 | 0 | 0 | 0 | 0 | 0 | 0 | 0 | 0.57092 | 3.7641 | 0 | 0
1477 | 3.1384 | 0 | 58.7862 | 0 | 0 | 0 | 0 | 0 | 0 | 0 | 0 | 0 | 0 | 0.55964 | 3.698 | 0 | 0
1478 | 2.7022 | 0 | 60.6969 | 0 | 0 | 0 | 0 | 0 | 0 | 0 | 0 | 0 | 0 | 0.56176 | 3.2639 | 0 | 0
1479 | 2.4225 | 0 | 62.4099 | 0 | 0 | 0 | 0 | 0 | 0 | 0 | 0 | 0 | 0 | 0.56466 | 2.9872 | 0 | 0
1480 | 1.2844 | 0 | 63.3181 | 0 | 0 | 0 | 0 | 0 | 0 | 0 | 0 | 0 | 0 | 0.57443 | 1.8588 | 0 | 0
1481 | 0 | 0 | 63.3181 | 0 | 0 | 0 | 0 | 0 | 0 | 0 | 0 | 0 | 0 | 0.60924 | 1.0009 | 0 | 0.39166
1482 | 0 | 0.47662 | 62.644 | 0 | 0 | 0 | 0 | 0 | 0 | 0 | 0 | 0 | 0 | 0.65637 | 0.17975 | 0 | 0
1483 | 0 | 0.7116 | 61.6377 | 0 | 0 | 0 | 0 | 0 | 0 | 0 | 0 | 0 | 0 | 0.7116 | 0 | 0 | 0
1484 | 0 | 0.70879 | 60.6353 | 0 | 0 | 0 | 0 | 0 | 0 | 0 | 0 | 0 | 0 | 0.70879 | 0 | 0 | 0
1485 | 0 | 0.6908 | 59.6584 | 0 | 0 | 0 | 0 | 0 | 0 | 0 | 0 | 0 | 0 | 0.6908 | 0 | 0 | 0
1486 | 0 | 0.6624 | 58.7216 | 0 | 0 | 0 | 0 | 0 | 0 | 0 | 0 | 0 | 0 | 0.6624 | 0 | 0 | 0
1487 | 0 | 0.61546 | 57.8512 | 0 | 0 | 0 | 0 | 0 | 0 | 0 | 0 | 0 | 0 | 0.61546 | 0 | 0 | 0
1488 | 0 | 0.577 | 57.0352 | 0 | 0 | 0 | 0 | 0 | 0 | 0 | 0 | 0 | 0 | 0.577 | 0 | 0 | 0
1489 | 0 | 0.555 | 56.2503 | 0 | 0 | 0 | 0 | 0 | 0 | 0 | 0 | 0 | 0 | 0.555 | 0 | 0 | 0
1490 | 0 | 0.54287 | 55.4826 | 0 | 0 | 0 | 0 | 0 | 0 | 0 | 0 | 0 | 0 | 0.54287 | 0 | 0 | 0
1491 | 0 | 0.53534 | 54.7255 | 0 | 0 | 0 | 0 | 0 | 0 | 0 | 0 | 0 | 0 | 0.53534 | 0 | 0 | 0
1492 | 0 | 0.53604 | 53.9674 | 0 | 0 | 0 | 0 | 0 | 0 | 0 | 0 | 0 | 0 | 0.53604 | 0 | 0 | 0
1493 | 0 | 0.55537 | 53.182 | 0 | 0 | 0 | 0 | 0 | 0 | 0 | 0 | 0 | 0 | 0.55537 | 0 | 0 | 0
1494 | 0 | 0.59627 | 52.3388 | 0 | 0 | 0 | 0 | 0 | 0 | 0 | 0 | 0 | 0 | 0.59627 | 0 | 0 | 0
1495 | 0 | 0.66048 | 51.4047 | 0 | 0 | 0 | 0 | 0 | 0 | 0 | 0 | 0 | 0 | 0.66048 | 0 | 0 | 0
1496 | 0.16665 | 0 | 51.5225 | 0 | 0 | 0 | 0 | 0 | 0 | 0 | 0 | 0 | 0 | 0.68305 | 0.8497 | 0 | 0
1497 | 1.3224 | 0 | 52.4576 | 0 | 0 | 0 | 0 | 0 | 0 | 0 | 0 | 0 | 0 | 0.67262 | 1.995 | 0 | 0
1498 | 1.9477 | 0 | 53.8349 | 0 | 0 | 0 | 0 | 0 | 0 | 0 | 0 | 0 | 0 | 0.66231 | 2.6101 | 0 | 0
1499 | 2.4238 | 0 | 55.5488 | 0 | 0 | 0 | 0 | 0 | 0 | 0 | 0 | 0 | 0 | 0.66588 | 3.0897 | 0 | 0
1500 | 2.748 | 0 | 57.4919 | 0 | 0 | 0 | 0 | 0 | 0 | 0 | 0 | 0 | 0 | 0.67033 | 3.4183 | 0 | 0
1501 | 2.0589 | 0 | 58.9477 | 0 | 0 | 0 | 0 | 0 | 0 | 0 | 0 | 0 | 0 | 0.66974 | 2.7286 | 0 | 0
1502 | 1.1927 | 0 | 59.7911 | 0 | 0 | 0 | 0 | 0 | 0 | 0 | 0 | 0 | 0 | 0.66885 | 1.8616 | 0 | 0
1503 | 0.79083 | 0 | 60.3503 | 0 | 0 | 0 | 0 | 0 | 0 | 0 | 0 | 0 | 0 | 0.66172 | 1.4526 | 0 | 0
1504 | 0.40686 | 0 | 60.638 | 0 | 0 | 0 | 0 | 0 | 0 | 0 | 0 | 0 | 0 | 0.66804 | 1.0749 | 0 | 0
1505 | 0 | 0.24974 | 60.2848 | 0 | 0 | 0 | 0 | 0 | 0 | 0 | 0 | 0 | 0 | 0.68629 | 0.43655 | 0 | 0
1506 | 0 | 0.66129 | 59.3496 | 0 | 0 | 0 | 0 | 0 | 0 | 0 | 0 | 0 | 0 | 0.72611 | 0.064825 | 0 | 0
1507 | 0 | 0.77959 | 58.2471 | 0 | 0 | 0 | 0 | 0 | 0 | 0 | 0 | 0 | 0 | 0.77959 | 0 | 0 | 0
1508 | 0 | 0.7752 | 57.1508 | 0 | 0 | 0 | 0 | 0 | 0 | 0 | 0 | 0 | 0 | 0.7752 | 0 | 0 | 0
1509 | 0 | 0.7557 | 56.082 | 0 | 0 | 0 | 0 | 0 | 0 | 0 | 0 | 0 | 0 | 0.7557 | 0 | 0 | 0
1510 | 0 | 0.71611 | 55.0693 | 0 | 0 | 0 | 0 | 0 | 0 | 0 | 0 | 0 | 0 | 0.71611 | 0 | 0 | 0
1511 | 0 | 0.66609 | 54.1273 | 0 | 0 | 0 | 0 | 0 | 0 | 0 | 0 | 0 | 0 | 0.66609 | 0 | 0 | 0
1512 | 0 | 0.62588 | 53.2422 | 0 | 0 | 0 | 0 | 0 | 0 | 0 | 0 | 0 | 0 | 0.62588 | 0 | 0 | 0
1513 | 0 | 0.60565 | 52.3857 | 0 | 0 | 0 | 0 | 0 | 0 | 0 | 0 | 0 | 0 | 0.60565 | 0 | 0 | 0
1514 | 0 | 0.58497 | 51.5584 | 0 | 0 | 0 | 0 | 0 | 0 | 0 | 0 | 0 | 0 | 0.58497 | 0 | 0 | 0
1515 | 0 | 0.57492 | 50.7453 | 0 | 0 | 0 | 0 | 0 | 0 | 0 | 0 | 0 | 0 | 0.57492 | 0 | 0 | 0
1516 | 0 | 0.5754 | 49.9316 | 0 | 0 | 0 | 0 | 0 | 0 | 0 | 0 | 0 | 0 | 0.5754 | 0 | 0 | 0
1517 | 0 | 0.59001 | 49.0972 | 0 | 0 | 0 | 0 | 0 | 0 | 0 | 0 | 0 | 0 | 0.59001 | 0 | 0 | 0
1518 | 0 | 0.62474 | 48.2137 | 0 | 0 | 0 | 0 | 0 | 0 | 0 | 0 | 0 | 0 | 0.62474 | 0 | 0 | 0
1519 | 0 | 0.68835 | 47.2402 | 0 | 0 | 0 | 0 | 0 | 0 | 0 | 0 | 0 | 0 | 0.68835 | 0 | 0 | 0
1520 | 0 | 0.18511 | 46.9784 | 0 | 0 | 0 | 0 | 0 | 0 | 0 | 0 | 0 | 0 | 0.71456 | 0.52945 | 0 | 0
1521 | 0 | 0 | 46.9784 | 0 | 0 | 0 | 0 | 0 | 0 | 0 | 0 | 0 | 0 | 0.70351 | 1.229 | 0 | 0.52549
1522 | 0.55762 | 0 | 47.3727 | 0 | 0 | 0 | 0 | 0 | 0 | 0 | 0 | 0 | 0 | 0.69433 | 1.2519 | 0 | 0
1523 | 0.21837 | 0 | 47.5271 | 0 | 0 | 0 | 0 | 0 | 0 | 0 | 0 | 0 | 0 | 0.69783 | 0.9162 | 0 | 0
1524 | 0.40632 | 0 | 47.8145 | 0 | 0 | 0 | 0 | 0 | 0 | 0 | 0 | 0 | 0 | 0.70048 | 1.1068 | 0 | 0
1525 | 0 | 0.057159 | 47.7336 | 0 | 0 | 0 | 0 | 0 | 0 | 0 | 0 | 0 | 0 | 0.68916 | 0.632 | 0 | 0
1526 | 0 | 0.033355 | 47.6864 | 0 | 0 | 0 | 0 | 0 | 0 | 0 | 0 | 0 | 0 | 0.70181 | 0.66845 | 0 | 0
1527 | 0.89521 | 0 | 48.3195 | 0 | 0 | 0 | 0 | 0 | 0 | 0 | 0 | 0 | 0 | 0.71324 | 1.6084 | 0 | 0
1528 | 0 | 0.65793 | 47.389 | 0 | 0 | 0 | 0 | 0 | 0 | 0 | 0 | 0 | 0 | 0.70208 | 0.04415 | 0 | 0
1529 | 0 | 0.60384 | 46.535 | 0 | 0 | 0 | 0 | 0 | 0 | 0 | 0 | 0 | 0 | 0.71866 | 0.11482 | 0 | 0
1530 | 0 | 0.76208 | 45.4573 | 0 | 0 | 0 | 0 | 0 | 0 | 0 | 0 | 0 | 0 | 0.76208 | 0 | 0 | 0
1531 | 0 | 0.79603 | 44.3315 | 0 | 0 | 0 | 0 | 0 | 0 | 0 | 0 | 0 | 0 | 0.79603 | 0 | 0 | 0
1532 | 0 | 0.78646 | 43.2193 | 0 | 0 | 0 | 0 | 0 | 0 | 0 | 0 | 0 | 0 | 0.78646 | 0 | 0 | 0
1533 | 0 | 0.76697 | 42.1347 | 0 | 0 | 0 | 0 | 0 | 0 | 0 | 0 | 0 | 0 | 0.76697 | 0 | 0 | 0
1534 | 0 | 0.72535 | 41.1089 | 0 | 0 | 0 | 0 | 0 | 0 | 0 | 0 | 0 | 0 | 0.72535 | 0 | 0 | 0
1535 | 0 | 0.67122 | 40.1596 | 0 | 0 | 0 | 0 | 0 | 0 | 0 | 0 | 0 | 0 | 0.67122 | 0 | 0 | 0
1536 | 0 | 0.63616 | 39.2599 | 0 | 0 | 0 | 0 | 0 | 0 | 0 | 0 | 0 | 0 | 0.63616 | 0 | 0 | 0
1537 | 0 | 0.60391 | 38.4059 | 0 | 0 | 0 | 0 | 0 | 0 | 0 | 0 | 0 | 0 | 0.60391 | 0 | 0 | 0
1538 | 0 | 0.58187 | 37.583 | 0 | 0 | 0 | 0 | 0 | 0 | 0 | 0 | 0 | 0 | 0.58187 | 0 | 0 | 0
1539 | 0 | 0.57103 | 36.7754 | 0 | 0 | 0 | 0 | 0 | 0 | 0 | 0 | 0 | 0 | 0.57103 | 0 | 0 | 0
1540 | 0 | 0.56668 | 35.974 | 0 | 0 | 0 | 0 | 0 | 0 | 0 | 0 | 0 | 0 | 0.56668 | 0 | 0 | 0
1541 | 0 | 0.58392 | 35.1482 | 0 | 0 | 0 | 0 | 0 | 0 | 0 | 0 | 0 | 0 | 0.58392 | 0 | 0 | 0
1542 | 0 | 0.61593 | 34.2772 | 0 | 0 | 0 | 0 | 0 | 0 | 0 | 0 | 0 | 0 | 0.61593 | 0 | 0 | 0
1543 | 0 | 0.68255 | 33.3119 | 0 | 0 | 0 | 0 | 0 | 0 | 0 | 0 | 0 | 0 | 0.68255 | 0 | 0 | 0
1544 | 0.33999 | 0 | 33.5523 | 0 | 0 | 0 | 0 | 0 | 0 | 0 | 0 | 0 | 0 | 0.71211 | 1.0521 | 0 | 0
1545 | 1.7415 | 0 | 34.7837 | 0 | 0 | 0 | 0 | 0 | 0 | 0 | 0 | 0 | 0 | 0.71323 | 2.4547 | 0 | 0
1546 | 2.9653 | 0 | 36.8805 | 0 | 0 | 0 | 0 | 0 | 0 | 0 | 0 | 0 | 0 | 0.71015 | 3.6755 | 0 | 0
1547 | 0.8701 | 0 | 37.4957 | 0 | 0 | 0 | 0 | 0 | 0 | 0 | 0 | 0 | 0 | 0.7102 | 1.5803 | 0 | 0
1548 | 4.2537 | 0 | 40.5035 | 0 | 0 | 0 | 0 | 0 | 0 | 0 | 0 | 0 | 0 | 0.7053 | 4.9589 | 0 | 0
1549 | 2.6229 | 0 | 42.3582 | 0 | 0 | 0 | 0 | 0 | 0 | 0 | 0 | 0 | 0 | 0.69661 | 3.3196 | 0 | 0
1550 | 2.424 | 0 | 44.0722 | 0 | 0 | 0 | 0 | 0 | 0 | 0 | 0 | 0 | 0 | 0.68966 | 3.1136 | 0 | 0
1551 | 3.3632 | 0 | 46.4504 | 0 | 0 | 0 | 0 | 0 | 0 | 0 | 0 | 0 | 0 | 0.68012 | 4.0433 | 0 | 0
1552 | 2.2805 | 0 | 48.0629 | 0 | 0 | 0 | 0 | 0 | 0 | 0 | 0 | 0 | 0 | 0.69069 | 2.9712 | 0 | 0
1553 | 0.91286 | 0 | 48.7084 | 0 | 0 | 0 | 0 | 0 | 0 | 0 | 0 | 0 | 0 | 0.71469 | 1.6276 | 0 | 0
1554 | 0 | 0.43407 | 48.0946 | 0 | 0 | 0 | 0 | 0 | 0 | 0 | 0 | 0 | 0 | 0.75615 | 0.32208 | 0 | 0
1555 | 0 | 0.79646 | 46.9682 | 0 | 0 | 0 | 0 | 0 | 0 | 0 | 0 | 0 | 0 | 0.79646 | 0 | 0 | 0
1556 | 0 | 0.79214 | 45.8479 | 0 | 0 | 0 | 0 | 0 | 0 | 0 | 0 | 0 | 0 | 0.79214 | 0 | 0 | 0
1557 | 0 | 0.76915 | 44.7602 | 0 | 0 | 0 | 0 | 0 | 0 | 0 | 0 | 0 | 0 | 0.76915 | 0 | 0 | 0
1558 | 0 | 0.72818 | 43.7304 | 0 | 0 | 0 | 0 | 0 | 0 | 0 | 0 | 0 | 0 | 0.72818 | 0 | 0 | 0
1559 | 0 | 0.67131 | 42.781 | 0 | 0 | 0 | 0 | 0 | 0 | 0 | 0 | 0 | 0 | 0.67131 | 0 | 0 | 0
1560 | 0 | 0.63741 | 41.8796 | 0 | 0 | 0 | 0 | 0 | 0 | 0 | 0 | 0 | 0 | 0.63741 | 0 | 0 | 0
1561 | 0 | 0.60583 | 41.0228 | 0 | 0 | 0 | 0 | 0 | 0 | 0 | 0 | 0 | 0 | 0.60583 | 0 | 0 | 0
1562 | 0 | 0.58362 | 40.1974 | 0 | 0 | 0 | 0 | 0 | 0 | 0 | 0 | 0 | 0 | 0.58362 | 0 | 0 | 0
1563 | 0 | 0.5707 | 39.3903 | 0 | 0 | 0 | 0 | 0 | 0 | 0 | 0 | 0 | 0 | 0.5707 | 0 | 0 | 0
1564 | 0 | 0.56971 | 38.5846 | 0 | 0 | 0 | 0 | 0 | 0 | 0 | 0 | 0 | 0 | 0.56971 | 0 | 0 | 0
1565 | 0 | 0.58445 | 37.7581 | 0 | 0 | 0 | 0 | 0 | 0 | 0 | 0 | 0 | 0 | 0.58445 | 0 | 0 | 0
1566 | 0 | 0.61989 | 36.8814 | 0 | 0 | 0 | 0 | 0 | 0 | 0 | 0 | 0 | 0 | 0.61989 | 0 | 0 | 0
1567 | 0 | 0.6822 | 35.9167 | 0 | 0 | 0 | 0 | 0 | 0 | 0 | 0 | 0 | 0 | 0.6822 | 0 | 0 | 0
1568 | 0 | 0.51075 | 35.1944 | 0 | 0 | 0 | 0 | 0 | 0 | 0 | 0 | 0 | 0 | 0.70043 | 0.18968 | 0 | 0
1569 | 0 | 0.22956 | 34.8697 | 0 | 0 | 0 | 0 | 0 | 0 | 0 | 0 | 0 | 0 | 0.68646 | 0.4569 | 0 | 0
1570 | 1.2827 | 0 | 35.7767 | 0 | 0 | 0 | 0 | 0 | 0 | 0 | 0 | 0 | 0 | 0.67094 | 1.9536 | 0 | 0
1571 | 1.8504 | 0 | 37.0851 | 0 | 0 | 0 | 0 | 0 | 0 | 0 | 0 | 0 | 0 | 0.66154 | 2.5119 | 0 | 0
1572 | 2.5136 | 0 | 38.8625 | 0 | 0 | 0 | 0 | 0 | 0 | 0 | 0 | 0 | 0 | 0.65315 | 3.1667 | 0 | 0
1573 | 2.2626 | 0 | 40.4624 | 0 | 0 | 0 | 0 | 0 | 0 | 0 | 0 | 0 | 0 | 0.64665 | 2.9092 | 0 | 0
1574 | 2.8746 | 0 | 42.495 | 0 | 0 | 0 | 0 | 0 | 0 | 0 | 0 | 0 | 0 | 0.65002 | 3.5246 | 0 | 0
1575 | 1.7931 | 0 | 43.7629 | 0 | 0 | 0 | 0 | 0 | 0 | 0 | 0 | 0 | 0 | 0.65531 | 2.4484 | 0 | 0
1576 | 0.41664 | 0 | 44.0575 | 0 | 0 | 0 | 0 | 0 | 0 | 0 | 0 | 0 | 0 | 0.66721 | 1.0838 | 0 | 0
1577 | 0 | 0.12921 | 43.8748 | 0 | 0 | 0 | 0 | 0 | 0 | 0 | 0 | 0 | 0 | 0.68831 | 0.5591 | 0 | 0
1578 | 0 | 0.64234 | 42.9664 | 0 | 0 | 0 | 0 | 0 | 0 | 0 | 0 | 0 | 0 | 0.73199 | 0.08965 | 0 | 0
1579 | 0 | 0.78654 | 41.8541 | 0 | 0 | 0 | 0 | 0 | 0 | 0 | 0 | 0 | 0 | 0.78654 | 0 | 0 | 0
1580 | 0 | 0.78343 | 40.7461 | 0 | 0 | 0 | 0 | 0 | 0 | 0 | 0 | 0 | 0 | 0.78343 | 0 | 0 | 0
1581 | 0 | 0.7642 | 39.6654 | 0 | 0 | 0 | 0 | 0 | 0 | 0 | 0 | 0 | 0 | 0.7642 | 0 | 0 | 0
1582 | 0 | 0.72925 | 38.6341 | 0 | 0 | 0 | 0 | 0 | 0 | 0 | 0 | 0 | 0 | 0.72925 | 0 | 0 | 0
1583 | 0 | 0.67672 | 37.677 | 0 | 0 | 0 | 0 | 0 | 0 | 0 | 0 | 0 | 0 | 0.67672 | 0 | 0 | 0
1584 | 0 | 0.63351 | 36.7811 | 0 | 0 | 0 | 0 | 0 | 0 | 0 | 0 | 0 | 0 | 0.63351 | 0 | 0 | 0
1585 | 0 | 0.60494 | 35.9256 | 0 | 0 | 0 | 0 | 0 | 0 | 0 | 0 | 0 | 0 | 0.60494 | 0 | 0 | 0
1586 | 0 | 0.5821 | 35.1024 | 0 | 0 | 0 | 0 | 0 | 0 | 0 | 0 | 0 | 0 | 0.5821 | 0 | 0 | 0
1587 | 0 | 0.57157 | 34.2941 | 0 | 0 | 0 | 0 | 0 | 0 | 0 | 0 | 0 | 0 | 0.57157 | 0 | 0 | 0
1588 | 0 | 0.5751 | 33.4808 | 0 | 0 | 0 | 0 | 0 | 0 | 0 | 0 | 0 | 0 | 0.5751 | 0 | 0 | 0
1589 | 0 | 0.59032 | 32.6459 | 0 | 0 | 0 | 0 | 0 | 0 | 0 | 0 | 0 | 0 | 0.59032 | 0 | 0 | 0
1590 | 0 | 0.63301 | 31.7507 | 0 | 0 | 0 | 0 | 0 | 0 | 0 | 0 | 0 | 0 | 0.63301 | 0 | 0 | 0
1591 | 0 | 0.66341 | 30.8125 | 0 | 0 | 0 | 0 | 0 | 0 | 0 | 0 | 0 | 0 | 0.69271 | 0.0293 | 0 | 0
1592 | 0.44479 | 0 | 31.127 | 0 | 0 | 0 | 0 | 0 | 0 | 0 | 0 | 0 | 0 | 0.70781 | 1.1526 | 0 | 0
1593 | 1.8942 | 0 | 32.4665 | 0 | 0 | 0 | 0 | 0 | 0 | 0 | 0 | 0 | 0 | 0.68403 | 2.5783 | 0 | 0
1594 | 3.0535 | 0 | 34.6256 | 0 | 0 | 0 | 0 | 0 | 0 | 0 | 0 | 0 | 0 | 0.66255 | 3.716 | 0 | 0
1595 | 3.792 | 0 | 37.3069 | 0 | 0 | 0 | 0 | 0 | 0 | 0 | 0 | 0 | 0 | 0.63677 | 4.4287 | 0 | 0
1596 | 4.1781 | 0 | 40.2612 | 0 | 0 | 0 | 0 | 0 | 0 | 0 | 0 | 0 | 0 | 0.61519 | 4.7932 | 0 | 0
1597 | 4.2042 | 0 | 43.234 | 0 | 0 | 0 | 0 | 0 | 0 | 0 | 0 | 0 | 0 | 0.60044 | 4.8046 | 0 | 0
1598 | 3.9455 | 0 | 46.0239 | 0 | 0 | 0 | 0 | 0 | 0 | 0 | 0 | 0 | 0 | 0.60375 | 4.5492 | 0 | 0
1599 | 3.2717 | 0 | 48.3373 | 0 | 0 | 0 | 0 | 0 | 0 | 0 | 0 | 0 | 0 | 0.60638 | 3.878 | 0 | 0
1600 | 2.2715 | 0 | 49.9435 | 0 | 0 | 0 | 0 | 0 | 0 | 0 | 0 | 0 | 0 | 0.62334 | 2.8948 | 0 | 0
1601 | 0.96086 | 0 | 50.623 | 0 | 0 | 0 | 0 | 0 | 0 | 0 | 0 | 0 | 0 | 0.65879 | 1.6197 | 0 | 0
1602 | 0 | 0.35904 | 50.1152 | 0 | 0 | 0 | 0 | 0 | 0 | 0 | 0 | 0 | 0 | 0.71664 | 0.3576 | 0 | 0
1603 | 0 | 0.77773 | 49.0153 | 0 | 0 | 0 | 0 | 0 | 0 | 0 | 0 | 0 | 0 | 0.77773 | 0 | 0 | 0
1604 | 0 | 0.77809 | 47.915 | 0 | 0 | 0 | 0 | 0 | 0 | 0 | 0 | 0 | 0 | 0.77809 | 0 | 0 | 0
1605 | 0 | 0.76388 | 46.8347 | 0 | 0 | 0 | 0 | 0 | 0 | 0 | 0 | 0 | 0 | 0.76388 | 0 | 0 | 0
1606 | 0 | 0.73358 | 45.7972 | 0 | 0 | 0 | 0 | 0 | 0 | 0 | 0 | 0 | 0 | 0.73358 | 0 | 0 | 0
1607 | 0 | 0.69054 | 44.8207 | 0 | 0 | 0 | 0 | 0 | 0 | 0 | 0 | 0 | 0 | 0.69054 | 0 | 0 | 0
1608 | 0 | 0.66236 | 43.8839 | 0 | 0 | 0 | 0 | 0 | 0 | 0 | 0 | 0 | 0 | 0.66236 | 0 | 0 | 0
1609 | 0 | 0.62735 | 42.9967 | 0 | 0 | 0 | 0 | 0 | 0 | 0 | 0 | 0 | 0 | 0.62735 | 0 | 0 | 0
1610 | 0 | 0.60565 | 42.1402 | 0 | 0 | 0 | 0 | 0 | 0 | 0 | 0 | 0 | 0 | 0.60565 | 0 | 0 | 0
1611 | 0 | 0.59119 | 41.3041 | 0 | 0 | 0 | 0 | 0 | 0 | 0 | 0 | 0 | 0 | 0.59119 | 0 | 0 | 0
1612 | 0 | 0.59178 | 40.4673 | 0 | 0 | 0 | 0 | 0 | 0 | 0 | 0 | 0 | 0 | 0.59178 | 0 | 0 | 0
1613 | 0 | 0.59504 | 39.6257 | 0 | 0 | 0 | 0 | 0 | 0 | 0 | 0 | 0 | 0 | 0.59504 | 0 | 0 | 0
1614 | 0 | 0.61268 | 38.7593 | 0 | 0 | 0 | 0 | 0 | 0 | 0 | 0 | 0 | 0 | 0.61268 | 0 | 0 | 0
1615 | 0 | 0.59009 | 37.9248 | 0 | 0 | 0 | 0 | 0 | 0 | 0 | 0 | 0 | 0 | 0.62937 | 0.039275 | 0 | 0
1616 | 0.51981 | 0 | 38.2923 | 0 | 0 | 0 | 0 | 0 | 0 | 0 | 0 | 0 | 0 | 0.63164 | 1.1515 | 0 | 0
1617 | 1.8826 | 0 | 39.6235 | 0 | 0 | 0 | 0 | 0 | 0 | 0 | 0 | 0 | 0 | 0.62436 | 2.507 | 0 | 0
1618 | 2.9862 | 0 | 41.7351 | 0 | 0 | 0 | 0 | 0 | 0 | 0 | 0 | 0 | 0 | 0.61999 | 3.6062 | 0 | 0
1619 | 3.7027 | 0 | 44.3533 | 0 | 0 | 0 | 0 | 0 | 0 | 0 | 0 | 0 | 0 | 0.61886 | 4.3216 | 0 | 0
1620 | 4.1066 | 0 | 47.2571 | 0 | 0 | 0 | 0 | 0 | 0 | 0 | 0 | 0 | 0 | 0.60543 | 4.712 | 0 | 0
1621 | 4.1763 | 0 | 50.2102 | 0 | 0 | 0 | 0 | 0 | 0 | 0 | 0 | 0 | 0 | 0.58523 | 4.7615 | 0 | 0
1622 | 3.8375 | 0 | 52.9237 | 0 | 0 | 0 | 0 | 0 | 0 | 0 | 0 | 0 | 0 | 0.58168 | 4.4192 | 0 | 0
1623 | 2.2875 | 0 | 54.5412 | 0 | 0 | 0 | 0 | 0 | 0 | 0 | 0 | 0 | 0 | 0.59326 | 2.8807 | 0 | 0
1624 | 1.731 | 0 | 55.7652 | 0 | 0 | 0 | 0 | 0 | 0 | 0 | 0 | 0 | 0 | 0.61097 | 2.342 | 0 | 0
1625 | 0.85293 | 0 | 56.3683 | 0 | 0 | 0 | 0 | 0 | 0 | 0 | 0 | 0 | 0 | 0.63172 | 1.4847 | 0 | 0
1626 | 0 | 0.3608 | 55.8581 | 0 | 0 | 0 | 0 | 0 | 0 | 0 | 0 | 0 | 0 | 0.6818 | 0.321 | 0 | 0
1627 | 0 | 0.73863 | 54.8135 | 0 | 0 | 0 | 0 | 0 | 0 | 0 | 0 | 0 | 0 | 0.73863 | 0 | 0 | 0
1628 | 0 | 0.73504 | 53.774 | 0 | 0 | 0 | 0 | 0 | 0 | 0 | 0 | 0 | 0 | 0.73504 | 0 | 0 | 0
1629 | 0 | 0.72053 | 52.755 | 0 | 0 | 0 | 0 | 0 | 0 | 0 | 0 | 0 | 0 | 0.72053 | 0 | 0 | 0
1630 | 0 | 0.69761 | 51.7684 | 0 | 0 | 0 | 0 | 0 | 0 | 0 | 0 | 0 | 0 | 0.69761 | 0 | 0 | 0
1631 | 0 | 0.66186 | 50.8324 | 0 | 0 | 0 | 0 | 0 | 0 | 0 | 0 | 0 | 0 | 0.66186 | 0 | 0 | 0
1632 | 0 | 0.62476 | 49.9489 | 0 | 0 | 0 | 0 | 0 | 0 | 0 | 0 | 0 | 0 | 0.62476 | 0 | 0 | 0
1633 | 0 | 0.60646 | 49.0912 | 0 | 0 | 0 | 0 | 0 | 0 | 0 | 0 | 0 | 0 | 0.60646 | 0 | 0 | 0
1634 | 0 | 0.58178 | 48.2684 | 0 | 0 | 0 | 0 | 0 | 0 | 0 | 0 | 0 | 0 | 0.58178 | 0 | 0 | 0
1635 | 0 | 0.57067 | 47.4614 | 0 | 0 | 0 | 0 | 0 | 0 | 0 | 0 | 0 | 0 | 0.57067 | 0 | 0 | 0
1636 | 0 | 0.55699 | 46.6737 | 0 | 0 | 0 | 0 | 0 | 0 | 0 | 0 | 0 | 0 | 0.55699 | 0 | 0 | 0
1637 | 0 | 0.56522 | 45.8743 | 0 | 0 | 0 | 0 | 0 | 0 | 0 | 0 | 0 | 0 | 0.56522 | 0 | 0 | 0
1638 | 0 | 0.58562 | 45.0462 | 0 | 0 | 0 | 0 | 0 | 0 | 0 | 0 | 0 | 0 | 0.58562 | 0 | 0 | 0
1639 | 0 | 0.5452 | 44.2751 | 0 | 0 | 0 | 0 | 0 | 0 | 0 | 0 | 0 | 0 | 0.59802 | 0.052825 | 0 | 0
1640 | 0 | 0 | 44.2751 | 0 | 0 | 0 | 0 | 0 | 0 | 0 | 0 | 0 | 0 | 0.60193 | 1.1688 | 0 | 0.56692
1641 | 1.8913 | 0 | 45.6125 | 0 | 0 | 0 | 0 | 0 | 0 | 0 | 0 | 0 | 0 | 0.59246 | 2.4838 | 0 | 0
1642 | 2.8796 | 0 | 47.6487 | 0 | 0 | 0 | 0 | 0 | 0 | 0 | 0 | 0 | 0 | 0.56779 | 3.4474 | 0 | 0
1643 | 3.4586 | 0 | 50.0943 | 0 | 0 | 0 | 0 | 0 | 0 | 0 | 0 | 0 | 0 | 0.56137 | 4.0199 | 0 | 0
1644 | 3.8458 | 0 | 52.8137 | 0 | 0 | 0 | 0 | 0 | 0 | 0 | 0 | 0 | 0 | 0.55058 | 4.3963 | 0 | 0
1645 | 3.9455 | 0 | 55.6036 | 0 | 0 | 0 | 0 | 0 | 0 | 0 | 0 | 0 | 0 | 0.54122 | 4.4867 | 0 | 0
1646 | 3.1745 | 0 | 57.8483 | 0 | 0 | 0 | 0 | 0 | 0 | 0 | 0 | 0 | 0 | 0.53956 | 3.714 | 0 | 0
1647 | 1.7175 | 0 | 59.0627 | 0 | 0 | 0 | 0 | 0 | 0 | 0 | 0 | 0 | 0 | 0.55151 | 2.269 | 0 | 0
1648 | 0.58488 | 0 | 59.4763 | 0 | 0 | 0 | 0 | 0 | 0 | 0 | 0 | 0 | 0 | 0.56737 | 1.1522 | 0 | 0
1649 | 0 | 0.30256 | 59.0484 | 0 | 0 | 0 | 0 | 0 | 0 | 0 | 0 | 0 | 0 | 0.61591 | 0.31335 | 0 | 0
1650 | 0 | 0.61509 | 58.1785 | 0 | 0 | 0 | 0 | 0 | 0 | 0 | 0 | 0 | 0 | 0.67407 | 0.058975 | 0 | 0
1651 | 0 | 0.73065 | 57.1452 | 0 | 0 | 0 | 0 | 0 | 0 | 0 | 0 | 0 | 0 | 0.73065 | 0 | 0 | 0
1652 | 0 | 0.73252 | 56.1093 | 0 | 0 | 0 | 0 | 0 | 0 | 0 | 0 | 0 | 0 | 0.73252 | 0 | 0 | 0
1653 | 0 | 0.70811 | 55.1079 | 0 | 0 | 0 | 0 | 0 | 0 | 0 | 0 | 0 | 0 | 0.70811 | 0 | 0 | 0
1654 | 0 | 0.66624 | 54.1657 | 0 | 0 | 0 | 0 | 0 | 0 | 0 | 0 | 0 | 0 | 0.66624 | 0 | 0 | 0
1655 | 0 | 0.62642 | 53.2798 | 0 | 0 | 0 | 0 | 0 | 0 | 0 | 0 | 0 | 0 | 0.62642 | 0 | 0 | 0
1656 | 0 | 0.59897 | 52.4327 | 0 | 0 | 0 | 0 | 0 | 0 | 0 | 0 | 0 | 0 | 0.59897 | 0 | 0 | 0
1657 | 0 | 0.57752 | 51.616 | 0 | 0 | 0 | 0 | 0 | 0 | 0 | 0 | 0 | 0 | 0.57752 | 0 | 0 | 0
1658 | 0 | 0.56759 | 50.8133 | 0 | 0 | 0 | 0 | 0 | 0 | 0 | 0 | 0 | 0 | 0.56759 | 0 | 0 | 0
1659 | 0 | 0.57065 | 50.0063 | 0 | 0 | 0 | 0 | 0 | 0 | 0 | 0 | 0 | 0 | 0.57065 | 0 | 0 | 0
1660 | 0 | 0.58517 | 49.1787 | 0 | 0 | 0 | 0 | 0 | 0 | 0 | 0 | 0 | 0 | 0.58517 | 0 | 0 | 0
1661 | 0 | 0.62401 | 48.2962 | 0 | 0 | 0 | 0 | 0 | 0 | 0 | 0 | 0 | 0 | 0.62401 | 0 | 0 | 0
1662 | 0 | 0.70456 | 47.2998 | 0 | 0 | 0 | 0 | 0 | 0 | 0 | 0 | 0 | 0 | 0.70456 | 0 | 0 | 0
1663 | 0 | 0.75398 | 46.2335 | 0 | 0 | 0 | 0 | 0 | 0 | 0 | 0 | 0 | 0 | 0.75398 | 0 | 0 | 0
1664 | 0 | 0.63795 | 45.3313 | 0 | 0 | 0 | 0 | 0 | 0 | 0 | 0 | 0 | 0 | 0.74525 | 0.1073 | 0 | 0
1665 | 0 | 0.71566 | 44.3192 | 0 | 0 | 0 | 0 | 0 | 0 | 0 | 0 | 0 | 0 | 0.72051 | 0.00485 | 0 | 0
1666 | 0.81163 | 0 | 44.8931 | 0 | 0 | 0 | 0 | 0 | 0 | 0 | 0 | 0 | 0 | 0.69367 | 1.5053 | 0 | 0
1667 | 0 | 0.015733 | 44.8709 | 0 | 0 | 0 | 0 | 0 | 0 | 0 | 0 | 0 | 0 | 0.68148 | 0.66575 | 0 | 0
1668 | 0 | 0.46332 | 44.2157 | 0 | 0 | 0 | 0 | 0 | 0 | 0 | 0 | 0 | 0 | 0.65862 | 0.1953 | 0 | 0
1669 | 0 | 0.51523 | 43.487 | 0 | 0 | 0 | 0 | 0 | 0 | 0 | 0 | 0 | 0 | 0.65123 | 0.136 | 0 | 0
1670 | 0 | 0 | 43.487 | 0 | 0 | 0 | 0 | 0 | 0 | 0 | 0 | 0 | 0 | 0.64531 | 0.9937 | 0 | 0.34839
1671 | 0.092499 | 0 | 43.5524 | 0 | 0 | 0 | 0 | 0 | 0 | 0 | 0 | 0 | 0 | 0.65085 | 0.74335 | 0 | 0
1672 | 0 | 0.63753 | 42.6508 | 0 | 0 | 0 | 0 | 0 | 0 | 0 | 0 | 0 | 0 | 0.65796 | 0.020425 | 0 | 0
1673 | 0 | 0.35467 | 42.1492 | 0 | 0 | 0 | 0 | 0 | 0 | 0 | 0 | 0 | 0 | 0.69457 | 0.3399 | 0 | 0
1674 | 0 | 0.36861 | 41.628 | 0 | 0 | 0 | 0 | 0 | 0 | 0 | 0 | 0 | 0 | 0.74248 | 0.37388 | 0 | 0
1675 | 0 | 0.78135 | 40.523 | 0 | 0 | 0 | 0 | 0 | 0 | 0 | 0 | 0 | 0 | 0.78135 | 0 | 0 | 0
1676 | 0 | 0.77272 | 39.4302 | 0 | 0 | 0 | 0 | 0 | 0 | 0 | 0 | 0 | 0 | 0.77272 | 0 | 0 | 0
1677 | 0 | 0.73571 | 38.3897 | 0 | 0 | 0 | 0 | 0 | 0 | 0 | 0 | 0 | 0 | 0.73571 | 0 | 0 | 0
1678 | 0 | 0.68418 | 37.4221 | 0 | 0 | 0 | 0 | 0 | 0 | 0 | 0 | 0 | 0 | 0.68418 | 0 | 0 | 0
1679 | 0 | 0.64485 | 36.5102 | 0 | 0 | 0 | 0 | 0 | 0 | 0 | 0 | 0 | 0 | 0.64485 | 0 | 0 | 0
1680 | 0 | 0.61691 | 35.6377 | 0 | 0 | 0 | 0 | 0 | 0 | 0 | 0 | 0 | 0 | 0.61691 | 0 | 0 | 0
1681 | 0 | 0.59221 | 34.8002 | 0 | 0 | 0 | 0 | 0 | 0 | 0 | 0 | 0 | 0 | 0.59221 | 0 | 0 | 0
1682 | 0 | 0.57571 | 33.986 | 0 | 0 | 0 | 0 | 0 | 0 | 0 | 0 | 0 | 0 | 0.57571 | 0 | 0 | 0
1683 | 0 | 0.57131 | 33.1781 | 0 | 0 | 0 | 0 | 0 | 0 | 0 | 0 | 0 | 0 | 0.57131 | 0 | 0 | 0
1684 | 0 | 0.58727 | 32.3476 | 0 | 0 | 0 | 0 | 0 | 0 | 0 | 0 | 0 | 0 | 0.58727 | 0 | 0 | 0
1685 | 0 | 0.62016 | 31.4705 | 0 | 0 | 0 | 0 | 0 | 0 | 0 | 0 | 0 | 0 | 0.62016 | 0 | 0 | 0
1686 | 0 | 0.69523 | 30.4873 | 0 | 0 | 0 | 0 | 0 | 0 | 0 | 0 | 0 | 0 | 0.69523 | 0 | 0 | 0
1687 | 0 | 0.6745 | 29.5334 | 0 | 0 | 0 | 0 | 0 | 0 | 0 | 0 | 0 | 0 | 0.73563 | 0.061125 | 0 | 0
1688 | 0.38005 | 0 | 29.8022 | 0 | 0 | 0 | 0 | 0 | 0 | 0 | 0 | 0 | 0 | 0.71405 | 1.0941 | 0 | 0
1689 | 1.6989 | 0 | 31.0035 | 0 | 0 | 0 | 0 | 0 | 0 | 0 | 0 | 0 | 0 | 0.67648 | 2.3754 | 0 | 0
1690 | 2.8601 | 0 | 33.0259 | 0 | 0 | 0 | 0 | 0 | 0 | 0 | 0 | 0 | 0 | 0.65393 | 3.5141 | 0 | 0
1691 | 3.6398 | 0 | 35.5996 | 0 | 0 | 0 | 0 | 0 | 0 | 0 | 0 | 0 | 0 | 0.63671 | 4.2765 | 0 | 0
1692 | 4.0245 | 0 | 38.4454 | 0 | 0 | 0 | 0 | 0 | 0 | 0 | 0 | 0 | 0 | 0.61876 | 4.6433 | 0 | 0
1693 | 1.9559 | 0 | 39.8284 | 0 | 0 | 0 | 0 | 0 | 0 | 0 | 0 | 0 | 0 | 0.61272 | 2.5686 | 0 | 0
1694 | 2.4277 | 0 | 41.545 | 0 | 0 | 0 | 0 | 0 | 0 | 0 | 0 | 0 | 0 | 0.60439 | 3.032 | 0 | 0
1695 | 1.9642 | 0 | 42.9339 | 0 | 0 | 0 | 0 | 0 | 0 | 0 | 0 | 0 | 0 | 0.61642 | 2.5806 | 0 | 0
1696 | 1.0198 | 0 | 43.655 | 0 | 0 | 0 | 0 | 0 | 0 | 0 | 0 | 0 | 0 | 0.62797 | 1.6478 | 0 | 0
1697 | 0 | 0 | 43.655 | 0 | 0 | 0 | 0 | 0 | 0 | 0 | 0 | 0 | 0 | 0.65784 | 0.74105 | 0 | 0.083213
1698 | 0 | 0.55271 | 42.8734 | 0 | 0 | 0 | 0 | 0 | 0 | 0 | 0 | 0 | 0 | 0.71141 | 0.1587 | 0 | 0
1699 | 0 | 0.77032 | 41.784 | 0 | 0 | 0 | 0 | 0 | 0 | 0 | 0 | 0 | 0 | 0.77032 | 0 | 0 | 0
1700 | 0 | 0.76947 | 40.6958 | 0 | 0 | 0 | 0 | 0 | 0 | 0 | 0 | 0 | 0 | 0.76947 | 0 | 0 | 0
1701 | 0 | 0.73911 | 39.6505 | 0 | 0 | 0 | 0 | 0 | 0 | 0 | 0 | 0 | 0 | 0.73911 | 0 | 0 | 0
1702 | 0 | 0.69318 | 38.6702 | 0 | 0 | 0 | 0 | 0 | 0 | 0 | 0 | 0 | 0 | 0.69318 | 0 | 0 | 0
1703 | 0 | 0.65088 | 37.7497 | 0 | 0 | 0 | 0 | 0 | 0 | 0 | 0 | 0 | 0 | 0.65088 | 0 | 0 | 0
1704 | 0 | 0.61386 | 36.8816 | 0 | 0 | 0 | 0 | 0 | 0 | 0 | 0 | 0 | 0 | 0.61386 | 0 | 0 | 0
1705 | 0 | 0.58482 | 36.0545 | 0 | 0 | 0 | 0 | 0 | 0 | 0 | 0 | 0 | 0 | 0.58482 | 0 | 0 | 0
1706 | 0 | 0.56937 | 35.2493 | 0 | 0 | 0 | 0 | 0 | 0 | 0 | 0 | 0 | 0 | 0.56937 | 0 | 0 | 0
1707 | 0 | 0.56303 | 34.4531 | 0 | 0 | 0 | 0 | 0 | 0 | 0 | 0 | 0 | 0 | 0.56303 | 0 | 0 | 0
1708 | 0 | 0.56908 | 33.6483 | 0 | 0 | 0 | 0 | 0 | 0 | 0 | 0 | 0 | 0 | 0.56908 | 0 | 0 | 0
1709 | 0 | 0.59717 | 32.8037 | 0 | 0 | 0 | 0 | 0 | 0 | 0 | 0 | 0 | 0 | 0.59717 | 0 | 0 | 0
1710 | 0 | 0.67482 | 31.8494 | 0 | 0 | 0 | 0 | 0 | 0 | 0 | 0 | 0 | 0 | 0.67482 | 0 | 0 | 0
1711 | 0 | 0.71243 | 30.8419 | 0 | 0 | 0 | 0 | 0 | 0 | 0 | 0 | 0 | 0 | 0.71243 | 0 | 0 | 0
1712 | 0 | 0.53069 | 30.0914 | 0 | 0 | 0 | 0 | 0 | 0 | 0 | 0 | 0 | 0 | 0.68641 | 0.15573 | 0 | 0
1713 | 0.60214 | 0 | 30.5171 | 0 | 0 | 0 | 0 | 0 | 0 | 0 | 0 | 0 | 0 | 0.65226 | 1.2544 | 0 | 0
1714 | 1.049 | 0 | 31.2589 | 0 | 0 | 0 | 0 | 0 | 0 | 0 | 0 | 0 | 0 | 0.62483 | 1.6739 | 0 | 0
1715 | 0.80513 | 0 | 31.8282 | 0 | 0 | 0 | 0 | 0 | 0 | 0 | 0 | 0 | 0 | 0.59832 | 1.4035 | 0 | 0
1716 | 1.0568 | 0 | 32.5755 | 0 | 0 | 0 | 0 | 0 | 0 | 0 | 0 | 0 | 0 | 0.57821 | 1.635 | 0 | 0
1717 | 0.70517 | 0 | 33.0741 | 0 | 0 | 0 | 0 | 0 | 0 | 0 | 0 | 0 | 0 | 0.57143 | 1.2766 | 0 | 0
1718 | 0.17867 | 0 | 33.2005 | 0 | 0 | 0 | 0 | 0 | 0 | 0 | 0 | 0 | 0 | 0.56683 | 0.7455 | 0 | 0
1719 | 0 | 0 | 33.2005 | 0 | 0 | 0 | 0 | 0 | 0 | 0 | 0 | 0 | 0 | 0.57592 | 0.59065 | 0 | 0.014734
1720 | 0 | 0.50857 | 32.4812 | 0 | 0 | 0 | 0 | 0 | 0 | 0 | 0 | 0 | 0 | 0.58977 | 0.0812 | 0 | 0
1721 | 0 | 0.15087 | 32.2679 | 0 | 0 | 0 | 0 | 0 | 0 | 0 | 0 | 0 | 0 | 0.62232 | 0.47145 | 0 | 0
1722 | 0 | 0.57914 | 31.4489 | 0 | 0 | 0 | 0 | 0 | 0 | 0 | 0 | 0 | 0 | 0.67744 | 0.0983 | 0 | 0
1723 | 0 | 0.74036 | 30.4018 | 0 | 0 | 0 | 0 | 0 | 0 | 0 | 0 | 0 | 0 | 0.74036 | 0 | 0 | 0
1724 | 0 | 0.7452 | 29.348 | 0 | 0 | 0 | 0 | 0 | 0 | 0 | 0 | 0 | 0 | 0.7452 | 0 | 0 | 0
1725 | 0 | 0.72291 | 28.3256 | 0 | 0 | 0 | 0 | 0 | 0 | 0 | 0 | 0 | 0 | 0.72291 | 0 | 0 | 0
1726 | 0 | 0.67539 | 27.3705 | 0 | 0 | 0 | 0 | 0 | 0 | 0 | 0 | 0 | 0 | 0.67539 | 0 | 0 | 0
1727 | 0 | 0.63178 | 26.477 | 0 | 0 | 0 | 0 | 0 | 0 | 0 | 0 | 0 | 0 | 0.63178 | 0 | 0 | 0
1728 | 0 | 0.59733 | 25.6322 | 0 | 0 | 0 | 0 | 0 | 0 | 0 | 0 | 0 | 0 | 0.59733 | 0 | 0 | 0
1729 | 0 | 0.57603 | 24.8176 | 0 | 0 | 0 | 0 | 0 | 0 | 0 | 0 | 0 | 0 | 0.57603 | 0 | 0 | 0
1730 | 0 | 0.56369 | 24.0204 | 0 | 0 | 0 | 0 | 0 | 0 | 0 | 0 | 0 | 0 | 0.56369 | 0 | 0 | 0
1731 | 0 | 0.56428 | 23.2224 | 0 | 0 | 0 | 0 | 0 | 0 | 0 | 0 | 0 | 0 | 0.56428 | 0 | 0 | 0
1732 | 0 | 0.58179 | 22.3996 | 0 | 0 | 0 | 0 | 0 | 0 | 0 | 0 | 0 | 0 | 0.58179 | 0 | 0 | 0
1733 | 0 | 0.63037 | 21.5082 | 0 | 0 | 0 | 0 | 0 | 0 | 0 | 0 | 0 | 0 | 0.63037 | 0 | 0 | 0
1734 | 0 | 0.7115 | 20.5019 | 0 | 0 | 0 | 0 | 0 | 0 | 0 | 0 | 0 | 0 | 0.7115 | 0 | 0 | 0
1735 | 0 | 0.72408 | 19.4779 | 0 | 0 | 0 | 0 | 0 | 0 | 0 | 0 | 0 | 0 | 0.75036 | 0.026275 | 0 | 0
1736 | 0 | 0.29151 | 19.0657 | 0 | 0 | 0 | 0 | 0 | 0 | 0 | 0 | 0 | 0 | 0.71551 | 0.424 | 0 | 0
1737 | 1.1511 | 0 | 19.8797 | 0 | 0 | 0 | 0 | 0 | 0 | 0 | 0 | 0 | 0 | 0.66865 | 1.8198 | 0 | 0
1738 | 2.6942 | 0 | 21.7847 | 0 | 0 | 0 | 0 | 0 | 0 | 0 | 0 | 0 | 0 | 0.64187 | 3.3361 | 0 | 0
1739 | 3.0524 | 0 | 23.9431 | 0 | 0 | 0 | 0 | 0 | 0 | 0 | 0 | 0 | 0 | 0.62407 | 3.6765 | 0 | 0
1740 | 0 | 0 | 23.9431 | 0 | 0 | 0 | 0 | 0 | 0 | 0 | 0 | 0 | 0 | 0.60495 | 3.5794 | 0 | 2.9744
1741 | 0.93384 | 0 | 24.6035 | 0 | 0 | 0 | 0 | 0 | 0 | 0 | 0 | 0 | 0 | 0.59883 | 3.6395 | 0 | 2.1069
1742 | 3.1819 | 0 | 26.8534 | 0 | 0 | 0 | 0 | 0 | 0 | 0 | 0 | 0 | 0 | 0.59798 | 3.7799 | 0 | 0
1743 | 2.8433 | 0 | 28.8639 | 0 | 0 | 0 | 0 | 0 | 0 | 0 | 0 | 0 | 0 | 0.60795 | 3.4513 | 0 | 0
1744 | 2.2578 | 0 | 30.4605 | 0 | 0 | 0 | 0 | 0 | 0 | 0 | 0 | 0 | 0 | 0.62082 | 2.8786 | 0 | 0
1745 | 0.95718 | 0 | 31.1373 | 0 | 0 | 0 | 0 | 0 | 0 | 0 | 0 | 0 | 0 | 0.64417 | 1.6014 | 0 | 0
1746 | 0 | 0.32703 | 30.6748 | 0 | 0 | 0 | 0 | 0 | 0 | 0 | 0 | 0 | 0 | 0.69626 | 0.36923 | 0 | 0
1747 | 0 | 0.75365 | 29.609 | 0 | 0 | 0 | 0 | 0 | 0 | 0 | 0 | 0 | 0 | 0.75365 | 0 | 0 | 0
1748 | 0 | 0.75238 | 28.5449 | 0 | 0 | 0 | 0 | 0 | 0 | 0 | 0 | 0 | 0 | 0.75238 | 0 | 0 | 0
1749 | 0 | 0.72067 | 27.5258 | 0 | 0 | 0 | 0 | 0 | 0 | 0 | 0 | 0 | 0 | 0.72067 | 0 | 0 | 0
1750 | 0 | 0.66818 | 26.5808 | 0 | 0 | 0 | 0 | 0 | 0 | 0 | 0 | 0 | 0 | 0.66818 | 0 | 0 | 0
1751 | 0 | 0.62628 | 25.6951 | 0 | 0 | 0 | 0 | 0 | 0 | 0 | 0 | 0 | 0 | 0.62628 | 0 | 0 | 0
1752 | 0 | 0.59162 | 24.8584 | 0 | 0 | 0 | 0 | 0 | 0 | 0 | 0 | 0 | 0 | 0.59162 | 0 | 0 | 0
1753 | 0 | 0.57275 | 24.0484 | 0 | 0 | 0 | 0 | 0 | 0 | 0 | 0 | 0 | 0 | 0.57275 | 0 | 0 | 0
1754 | 0 | 0.55946 | 23.2573 | 0 | 0 | 0 | 0 | 0 | 0 | 0 | 0 | 0 | 0 | 0.55946 | 0 | 0 | 0
1755 | 0 | 0.55034 | 22.479 | 0 | 0 | 0 | 0 | 0 | 0 | 0 | 0 | 0 | 0 | 0.55034 | 0 | 0 | 0
1756 | 0 | 0.56092 | 21.6857 | 0 | 0 | 0 | 0 | 0 | 0 | 0 | 0 | 0 | 0 | 0.56092 | 0 | 0 | 0
1757 | 0 | 0.59472 | 20.8446 | 0 | 0 | 0 | 0 | 0 | 0 | 0 | 0 | 0 | 0 | 0.59472 | 0 | 0 | 0
1758 | 0 | 0.67131 | 19.8952 | 0 | 0 | 0 | 0 | 0 | 0 | 0 | 0 | 0 | 0 | 0.67131 | 0 | 0 | 0
1759 | 0 | 0.58659 | 19.0657 | 0 | 0 | 0 | 0 | 0 | 0 | 0 | 0 | 0 | 0 | 0.70664 | 0.12005 | 0 | 0
1760 | 0 | 0 | 19.0657 | 0 | 0 | 0 | 0 | 0 | 0 | 0 | 0 | 0 | 0 | 0.68845 | 1.2717 | 0 | 0.5833
1761 | 1.9654 | 0 | 20.4554 | 0 | 0 | 0 | 0 | 0 | 0 | 0 | 0 | 0 | 0 | 0.65235 | 2.6177 | 0 | 0
1762 | 0 | 0 | 20.4554 | 0 | 0 | 0 | 0 | 0 | 0 | 0 | 0 | 0 | 0 | 0.62779 | 3.6712 | 0 | 3.0434
1763 | 0 | 0 | 20.4554 | 0 | 0 | 0 | 0 | 0 | 0 | 0 | 0 | 0 | 0 | 0.60299 | 4.3822 | 0 | 3.7792
1764 | 4.1518 | 0 | 23.3912 | 0 | 0 | 0 | 0 | 0 | 0 | 0 | 0 | 0 | 0 | 0.58136 | 4.7332 | 0 | 0
1765 | 4.2029 | 0 | 26.363 | 0 | 0 | 0 | 0 | 0 | 0 | 0 | 0 | 0 | 0 | 0.57644 | 4.7793 | 0 | 0
1766 | 3.8761 | 0 | 29.1038 | 0 | 0 | 0 | 0 | 0 | 0 | 0 | 0 | 0 | 0 | 0.57545 | 4.4515 | 0 | 0
1767 | 3.2355 | 0 | 31.3917 | 0 | 0 | 0 | 0 | 0 | 0 | 0 | 0 | 0 | 0 | 0.5854 | 3.8209 | 0 | 0
1768 | 0 | 0 | 31.3917 | 0 | 0 | 0 | 0 | 0 | 0 | 0 | 0 | 0 | 0 | 0.59786 | 2.8773 | 0 | 2.2795
1769 | 1.0358 | 0 | 32.1241 | 0 | 0 | 0 | 0 | 0 | 0 | 0 | 0 | 0 | 0 | 0.62205 | 1.6579 | 0 | 0
1770 | 0 | 0.26149 | 31.7543 | 0 | 0 | 0 | 0 | 0 | 0 | 0 | 0 | 0 | 0 | 0.66184 | 0.40035 | 0 | 0
1771 | 0 | 0.71669 | 30.7407 | 0 | 0 | 0 | 0 | 0 | 0 | 0 | 0 | 0 | 0 | 0.71669 | 0 | 0 | 0
1772 | 0 | 0.71646 | 29.7275 | 0 | 0 | 0 | 0 | 0 | 0 | 0 | 0 | 0 | 0 | 0.71646 | 0 | 0 | 0
1773 | 0 | 0.69572 | 28.7436 | 0 | 0 | 0 | 0 | 0 | 0 | 0 | 0 | 0 | 0 | 0.69572 | 0 | 0 | 0
1774 | 0 | 0.65858 | 27.8122 | 0 | 0 | 0 | 0 | 0 | 0 | 0 | 0 | 0 | 0 | 0.65858 | 0 | 0 | 0
1775 | 0 | 0.62176 | 26.9329 | 0 | 0 | 0 | 0 | 0 | 0 | 0 | 0 | 0 | 0 | 0.62176 | 0 | 0 | 0
1776 | 0 | 0.59165 | 26.0962 | 0 | 0 | 0 | 0 | 0 | 0 | 0 | 0 | 0 | 0 | 0.59165 | 0 | 0 | 0
1777 | 0 | 0.57225 | 25.2869 | 0 | 0 | 0 | 0 | 0 | 0 | 0 | 0 | 0 | 0 | 0.57225 | 0 | 0 | 0
1778 | 0 | 0.55783 | 24.498 | 0 | 0 | 0 | 0 | 0 | 0 | 0 | 0 | 0 | 0 | 0.55783 | 0 | 0 | 0
1779 | 0 | 0.55035 | 23.7197 | 0 | 0 | 0 | 0 | 0 | 0 | 0 | 0 | 0 | 0 | 0.55035 | 0 | 0 | 0
1780 | 0 | 0.55391 | 22.9364 | 0 | 0 | 0 | 0 | 0 | 0 | 0 | 0 | 0 | 0 | 0.55391 | 0 | 0 | 0
1781 | 0 | 0.57077 | 22.1292 | 0 | 0 | 0 | 0 | 0 | 0 | 0 | 0 | 0 | 0 | 0.57077 | 0 | 0 | 0
1782 | 0 | 0.60612 | 21.272 | 0 | 0 | 0 | 0 | 0 | 0 | 0 | 0 | 0 | 0 | 0.60612 | 0 | 0 | 0
1783 | 0 | 0.48822 | 20.5815 | 0 | 0 | 0 | 0 | 0 | 0 | 0 | 0 | 0 | 0 | 0.62035 | 0.13212 | 0 | 0
1784 | 0 | 0 | 20.5815 | 0 | 0 | 0 | 0 | 0 | 0 | 0 | 0 | 0 | 0 | 0.60968 | 1.3056 | 0 | 0.69597
1785 | 2.0658 | 0 | 22.0423 | 0 | 0 | 0 | 0 | 0 | 0 | 0 | 0 | 0 | 0 | 0.58657 | 2.6524 | 0 | 0
1786 | 0 | 0 | 22.0423 | 0 | 0 | 0 | 0 | 0 | 0 | 0 | 0 | 0 | 0 | 0.56905 | 3.7279 | 0 | 3.1588
1787 | 0 | 0 | 22.0423 | 0 | 0 | 0 | 0 | 0 | 0 | 0 | 0 | 0 | 0 | 0.55029 | 4.406 | 0 | 3.8557
1788 | 4.2059 | 0 | 25.0163 | 0 | 0 | 0 | 0 | 0 | 0 | 0 | 0 | 0 | 0 | 0.53534 | 4.7412 | 0 | 0
1789 | 4.2281 | 0 | 28.0061 | 0 | 0 | 0 | 0 | 0 | 0 | 0 | 0 | 0 | 0 | 0.53113 | 4.7592 | 0 | 0
1790 | 3.9423 | 0 | 30.7937 | 0 | 0 | 0 | 0 | 0 | 0 | 0 | 0 | 0 | 0 | 0.53369 | 4.476 | 0 | 0
1791 | 3.3037 | 0 | 33.1298 | 0 | 0 | 0 | 0 | 0 | 0 | 0 | 0 | 0 | 0 | 0.55075 | 3.8545 | 0 | 0
1792 | 0 | 0 | 33.1298 | 0 | 0 | 0 | 0 | 0 | 0 | 0 | 0 | 0 | 0 | 0.5719 | 2.9202 | 0 | 2.3483
1793 | 1.0708 | 0 | 33.887 | 0 | 0 | 0 | 0 | 0 | 0 | 0 | 0 | 0 | 0 | 0.60511 | 1.676 | 0 | 0
1794 | 0 | 0.24894 | 33.5349 | 0 | 0 | 0 | 0 | 0 | 0 | 0 | 0 | 0 | 0 | 0.65687 | 0.40792 | 0 | 0
1795 | 0 | 0.70265 | 32.5412 | 0 | 0 | 0 | 0 | 0 | 0 | 0 | 0 | 0 | 0 | 0.70265 | 0 | 0 | 0
1796 | 0 | 0.69733 | 31.5551 | 0 | 0 | 0 | 0 | 0 | 0 | 0 | 0 | 0 | 0 | 0.69733 | 0 | 0 | 0
1797 | 0 | 0.67333 | 30.6028 | 0 | 0 | 0 | 0 | 0 | 0 | 0 | 0 | 0 | 0 | 0.67333 | 0 | 0 | 0
1798 | 0 | 0.63726 | 29.7016 | 0 | 0 | 0 | 0 | 0 | 0 | 0 | 0 | 0 | 0 | 0.63726 | 0 | 0 | 0
1799 | 0 | 0.59864 | 28.855 | 0 | 0 | 0 | 0 | 0 | 0 | 0 | 0 | 0 | 0 | 0.59864 | 0 | 0 | 0
1800 | 0 | 0.56844 | 28.0511 | 0 | 0 | 0 | 0 | 0 | 0 | 0 | 0 | 0 | 0 | 0.56844 | 0 | 0 | 0
1801 | 0 | 0.55449 | 27.267 | 0 | 0 | 0 | 0 | 0 | 0 | 0 | 0 | 0 | 0 | 0.55449 | 0 | 0 | 0
1802 | 0 | 0.54049 | 26.5026 | 0 | 0 | 0 | 0 | 0 | 0 | 0 | 0 | 0 | 0 | 0.54049 | 0 | 0 | 0
1803 | 0 | 0.53338 | 25.7483 | 0 | 0 | 0 | 0 | 0 | 0 | 0 | 0 | 0 | 0 | 0.53338 | 0 | 0 | 0
1804 | 0 | 0.53456 | 24.9923 | 0 | 0 | 0 | 0 | 0 | 0 | 0 | 0 | 0 | 0 | 0.53456 | 0 | 0 | 0
1805 | 0 | 0.54278 | 24.2247 | 0 | 0 | 0 | 0 | 0 | 0 | 0 | 0 | 0 | 0 | 0.54278 | 0 | 0 | 0
1806 | 0 | 0.56633 | 23.4238 | 0 | 0 | 0 | 0 | 0 | 0 | 0 | 0 | 0 | 0 | 0.56633 | 0 | 0 | 0
1807 | 0 | 0.41042 | 22.8434 | 0 | 0 | 0 | 0 | 0 | 0 | 0 | 0 | 0 | 0 | 0.56445 | 0.15402 | 0 | 0
1808 | 0 | 0 | 22.8434 | 0 | 0 | 0 | 0 | 0 | 0 | 0 | 0 | 0 | 0 | 0.56328 | 1.3379 | 0 | 0.77462
1809 | 0 | 0 | 22.8434 | 0 | 0 | 0 | 0 | 0 | 0 | 0 | 0 | 0 | 0 | 0.54465 | 2.6728 | 0 | 2.1281
1810 | 3.1707 | 0 | 25.0854 | 0 | 0 | 0 | 0 | 0 | 0 | 0 | 0 | 0 | 0 | 0.52266 | 3.6934 | 0 | 0
1811 | 3.8314 | 0 | 27.7946 | 0 | 0 | 0 | 0 | 0 | 0 | 0 | 0 | 0 | 0 | 0.50937 | 4.3407 | 0 | 0
1812 | 4.1887 | 0 | 30.7564 | 0 | 0 | 0 | 0 | 0 | 0 | 0 | 0 | 0 | 0 | 0.50253 | 4.6912 | 0 | 0
1813 | 0 | 0 | 30.7564 | 0 | 0 | 0 | 0 | 0 | 0 | 0 | 0 | 0 | 0 | 0.50168 | 4.7022 | 0 | 4.2005
1814 | 0 | 0 | 30.7564 | 0 | 0 | 0 | 0 | 0 | 0 | 0 | 0 | 0 | 0 | 0.51315 | 4.3594 | 0 | 3.8462
1815 | 3.2287 | 0 | 33.0395 | 0 | 0 | 0 | 0 | 0 | 0 | 0 | 0 | 0 | 0 | 0.53673 | 3.7654 | 0 | 0
1816 | 2.2741 | 0 | 34.6475 | 0 | 0 | 0 | 0 | 0 | 0 | 0 | 0 | 0 | 0 | 0.56018 | 2.8342 | 0 | 0
1817 | 1.0217 | 0 | 35.3699 | 0 | 0 | 0 | 0 | 0 | 0 | 0 | 0 | 0 | 0 | 0.60889 | 1.6306 | 0 | 0
1818 | 0 | 0.25899 | 35.0036 | 0 | 0 | 0 | 0 | 0 | 0 | 0 | 0 | 0 | 0 | 0.66519 | 0.4062 | 0 | 0
1819 | 0 | 0.71479 | 33.9928 | 0 | 0 | 0 | 0 | 0 | 0 | 0 | 0 | 0 | 0 | 0.71479 | 0 | 0 | 0
1820 | 0 | 0.71316 | 32.9842 | 0 | 0 | 0 | 0 | 0 | 0 | 0 | 0 | 0 | 0 | 0.71316 | 0 | 0 | 0
1821 | 0 | 0.68056 | 32.0218 | 0 | 0 | 0 | 0 | 0 | 0 | 0 | 0 | 0 | 0 | 0.68056 | 0 | 0 | 0
1822 | 0 | 0.63252 | 31.1272 | 0 | 0 | 0 | 0 | 0 | 0 | 0 | 0 | 0 | 0 | 0.63252 | 0 | 0 | 0
1823 | 0 | 0.58674 | 30.2975 | 0 | 0 | 0 | 0 | 0 | 0 | 0 | 0 | 0 | 0 | 0.58674 | 0 | 0 | 0
1824 | 0 | 0.56601 | 29.497 | 0 | 0 | 0 | 0 | 0 | 0 | 0 | 0 | 0 | 0 | 0.56601 | 0 | 0 | 0
1825 | 0 | 0.5472 | 28.7232 | 0 | 0 | 0 | 0 | 0 | 0 | 0 | 0 | 0 | 0 | 0.5472 | 0 | 0 | 0
1826 | 0 | 0.53824 | 27.962 | 0 | 0 | 0 | 0 | 0 | 0 | 0 | 0 | 0 | 0 | 0.53824 | 0 | 0 | 0
1827 | 0 | 0.53708 | 27.2024 | 0 | 0 | 0 | 0 | 0 | 0 | 0 | 0 | 0 | 0 | 0.53708 | 0 | 0 | 0
1828 | 0 | 0.54335 | 26.434 | 0 | 0 | 0 | 0 | 0 | 0 | 0 | 0 | 0 | 0 | 0.54335 | 0 | 0 | 0
1829 | 0 | 0.58124 | 25.612 | 0 | 0 | 0 | 0 | 0 | 0 | 0 | 0 | 0 | 0 | 0.58124 | 0 | 0 | 0
1830 | 0 | 0.6553 | 24.6853 | 0 | 0 | 0 | 0 | 0 | 0 | 0 | 0 | 0 | 0 | 0.6553 | 0 | 0 | 0
1831 | 0 | 0.52138 | 23.948 | 0 | 0 | 0 | 0 | 0 | 0 | 0 | 0 | 0 | 0 | 0.68688 | 0.1655 | 0 | 0
1832 | 0 | 0 | 23.948 | 0 | 0 | 0 | 0 | 0 | 0 | 0 | 0 | 0 | 0 | 0.67336 | 1.3439 | 0 | 0.67054
1833 | 0 | 0 | 23.948 | 0 | 0 | 0 | 0 | 0 | 0 | 0 | 0 | 0 | 0 | 0.6517 | 2.665 | 0 | 2.0133
1834 | 0 | 0 | 23.948 | 0 | 0 | 0 | 0 | 0 | 0 | 0 | 0 | 0 | 0 | 0.6432 | 3.7048 | 0 | 3.0616
1835 | 3.755 | 0 | 26.6031 | 0 | 0 | 0 | 0 | 0 | 0 | 0 | 0 | 0 | 0 | 0.63049 | 4.3855 | 0 | 0
1836 | 4.089 | 0 | 29.4945 | 0 | 0 | 0 | 0 | 0 | 0 | 0 | 0 | 0 | 0 | 0.62191 | 4.711 | 0 | 0
1837 | 3.6578 | 0 | 32.081 | 0 | 0 | 0 | 0 | 0 | 0 | 0 | 0 | 0 | 0 | 0.61545 | 4.2732 | 0 | 0
1838 | 3.2651 | 0 | 34.3897 | 0 | 0 | 0 | 0 | 0 | 0 | 0 | 0 | 0 | 0 | 0.62449 | 3.8895 | 0 | 0
1839 | 2.817 | 0 | 36.3816 | 0 | 0 | 0 | 0 | 0 | 0 | 0 | 0 | 0 | 0 | 0.63878 | 3.4558 | 0 | 0
1840 | 1.8605 | 0 | 37.6972 | 0 | 0 | 0 | 0 | 0 | 0 | 0 | 0 | 0 | 0 | 0.6601 | 2.5206 | 0 | 0
1841 | 0.65521 | 0 | 38.1605 | 0 | 0 | 0 | 0 | 0 | 0 | 0 | 0 | 0 | 0 | 0.69499 | 1.3502 | 0 | 0
1842 | 0 | 0.34193 | 37.677 | 0 | 0 | 0 | 0 | 0 | 0 | 0 | 0 | 0 | 0 | 0.7342 | 0.39227 | 0 | 0
1843 | 0 | 0.76945 | 36.5888 | 0 | 0 | 0 | 0 | 0 | 0 | 0 | 0 | 0 | 0 | 0.76945 | 0 | 0 | 0
1844 | 0 | 0.75453 | 35.5218 | 0 | 0 | 0 | 0 | 0 | 0 | 0 | 0 | 0 | 0 | 0.75453 | 0 | 0 | 0
1845 | 0 | 0.7138 | 34.5123 | 0 | 0 | 0 | 0 | 0 | 0 | 0 | 0 | 0 | 0 | 0.7138 | 0 | 0 | 0
1846 | 0 | 0.65699 | 33.5832 | 0 | 0 | 0 | 0 | 0 | 0 | 0 | 0 | 0 | 0 | 0.65699 | 0 | 0 | 0
1847 | 0 | 0.61001 | 32.7205 | 0 | 0 | 0 | 0 | 0 | 0 | 0 | 0 | 0 | 0 | 0.61001 | 0 | 0 | 0
1848 | 0 | 0.57912 | 31.9015 | 0 | 0 | 0 | 0 | 0 | 0 | 0 | 0 | 0 | 0 | 0.57912 | 0 | 0 | 0
1849 | 0 | 0.55754 | 31.113 | 0 | 0 | 0 | 0 | 0 | 0 | 0 | 0 | 0 | 0 | 0.55754 | 0 | 0 | 0
1850 | 0 | 0.544 | 30.3437 | 0 | 0 | 0 | 0 | 0 | 0 | 0 | 0 | 0 | 0 | 0.544 | 0 | 0 | 0
1851 | 0 | 0.54023 | 29.5797 | 0 | 0 | 0 | 0 | 0 | 0 | 0 | 0 | 0 | 0 | 0.54023 | 0 | 0 | 0
1852 | 0 | 0.55478 | 28.7951 | 0 | 0 | 0 | 0 | 0 | 0 | 0 | 0 | 0 | 0 | 0.55478 | 0 | 0 | 0
1853 | 0 | 0.59529 | 27.9532 | 0 | 0 | 0 | 0 | 0 | 0 | 0 | 0 | 0 | 0 | 0.59529 | 0 | 0 | 0
1854 | 0 | 0.66629 | 27.011 | 0 | 0 | 0 | 0 | 0 | 0 | 0 | 0 | 0 | 0 | 0.66629 | 0 | 0 | 0
1855 | 0 | 0.52618 | 26.2668 | 0 | 0 | 0 | 0 | 0 | 0 | 0 | 0 | 0 | 0 | 0.69838 | 0.1722 | 0 | 0
1856 | 0 | 0 | 26.2668 | 0 | 0 | 0 | 0 | 0 | 0 | 0 | 0 | 0 | 0 | 0.69061 | 1.2963 | 0 | 0.60569
1857 | 1.8027 | 0 | 27.5415 | 0 | 0 | 0 | 0 | 0 | 0 | 0 | 0 | 0 | 0 | 0.66807 | 2.4707 | 0 | 0
1858 | 0 | 0 | 27.5415 | 0 | 0 | 0 | 0 | 0 | 0 | 0 | 0 | 0 | 0 | 0.65037 | 3.3245 | 0 | 2.6741
1859 | 0 | 0 | 27.5415 | 0 | 0 | 0 | 0 | 0 | 0 | 0 | 0 | 0 | 0 | 0.63602 | 3.847 | 0 | 3.211
1860 | 3.7225 | 0 | 30.1737 | 0 | 0 | 0 | 0 | 0 | 0 | 0 | 0 | 0 | 0 | 0.63089 | 4.3533 | 0 | 0
1861 | 3.7462 | 0 | 32.8226 | 0 | 0 | 0 | 0 | 0 | 0 | 0 | 0 | 0 | 0 | 0.63448 | 4.3807 | 0 | 0
1862 | 3.0165 | 0 | 34.9556 | 0 | 0 | 0 | 0 | 0 | 0 | 0 | 0 | 0 | 0 | 0.64071 | 3.6572 | 0 | 0
1863 | 2.5028 | 0 | 36.7253 | 0 | 0 | 0 | 0 | 0 | 0 | 0 | 0 | 0 | 0 | 0.65937 | 3.1622 | 0 | 0
1864 | 1.6258 | 0 | 37.8749 | 0 | 0 | 0 | 0 | 0 | 0 | 0 | 0 | 0 | 0 | 0.66997 | 2.2957 | 0 | 0
1865 | 0 | 0 | 37.8749 | 0 | 0 | 0 | 0 | 0 | 0 | 0 | 0 | 0 | 0 | 0.69846 | 1.4782 | 0 | 0.77969
1866 | 0 | 0.34498 | 37.3871 | 0 | 0 | 0 | 0 | 0 | 0 | 0 | 0 | 0 | 0 | 0.72488 | 0.3799 | 0 | 0
1867 | 0 | 0.76009 | 36.3121 | 0 | 0 | 0 | 0 | 0 | 0 | 0 | 0 | 0 | 0 | 0.76009 | 0 | 0 | 0
1868 | 0 | 0.75039 | 35.2509 | 0 | 0 | 0 | 0 | 0 | 0 | 0 | 0 | 0 | 0 | 0.75039 | 0 | 0 | 0
1869 | 0 | 0.71097 | 34.2455 | 0 | 0 | 0 | 0 | 0 | 0 | 0 | 0 | 0 | 0 | 0.71097 | 0 | 0 | 0
1870 | 0 | 0.65489 | 33.3193 | 0 | 0 | 0 | 0 | 0 | 0 | 0 | 0 | 0 | 0 | 0.65489 | 0 | 0 | 0
1871 | 0 | 0.61246 | 32.4532 | 0 | 0 | 0 | 0 | 0 | 0 | 0 | 0 | 0 | 0 | 0.61246 | 0 | 0 | 0
1872 | 0 | 0.57986 | 31.6331 | 0 | 0 | 0 | 0 | 0 | 0 | 0 | 0 | 0 | 0 | 0.57986 | 0 | 0 | 0
1873 | 0 | 0.55569 | 30.8473 | 0 | 0 | 0 | 0 | 0 | 0 | 0 | 0 | 0 | 0 | 0.55569 | 0 | 0 | 0
1874 | 0 | 0.54215 | 30.0805 | 0 | 0 | 0 | 0 | 0 | 0 | 0 | 0 | 0 | 0 | 0.54215 | 0 | 0 | 0
1875 | 0 | 0.53912 | 29.3181 | 0 | 0 | 0 | 0 | 0 | 0 | 0 | 0 | 0 | 0 | 0.53912 | 0 | 0 | 0
1876 | 0 | 0.55354 | 28.5353 | 0 | 0 | 0 | 0 | 0 | 0 | 0 | 0 | 0 | 0 | 0.55354 | 0 | 0 | 0
1877 | 0 | 0.59459 | 27.6944 | 0 | 0 | 0 | 0 | 0 | 0 | 0 | 0 | 0 | 0 | 0.59459 | 0 | 0 | 0
1878 | 0 | 0.66927 | 26.7479 | 0 | 0 | 0 | 0 | 0 | 0 | 0 | 0 | 0 | 0 | 0.66927 | 0 | 0 | 0
1879 | 0 | 0.51981 | 26.0128 | 0 | 0 | 0 | 0 | 0 | 0 | 0 | 0 | 0 | 0 | 0.70886 | 0.18905 | 0 | 0
1880 | 0 | 0 | 26.0128 | 0 | 0 | 0 | 0 | 0 | 0 | 0 | 0 | 0 | 0 | 0.70941 | 1.3545 | 0 | 0.64514
1881 | 0 | 0 | 26.0128 | 0 | 0 | 0 | 0 | 0 | 0 | 0 | 0 | 0 | 0 | 0.69646 | 2.658 | 0 | 1.9615
1882 | 2.7604 | 0 | 27.9647 | 0 | 0 | 0 | 0 | 0 | 0 | 0 | 0 | 0 | 0 | 0.67286 | 3.4333 | 0 | 0
1883 | 3.7379 | 0 | 30.6078 | 0 | 0 | 0 | 0 | 0 | 0 | 0 | 0 | 0 | 0 | 0.65456 | 4.3925 | 0 | 0
1884 | 4.1119 | 0 | 33.5154 | 0 | 0 | 0 | 0 | 0 | 0 | 0 | 0 | 0 | 0 | 0.6488 | 4.7607 | 0 | 0
1885 | 4.1313 | 0 | 36.4367 | 0 | 0 | 0 | 0 | 0 | 0 | 0 | 0 | 0 | 0 | 0.65046 | 4.7817 | 0 | 0
1886 | 3.8166 | 0 | 39.1354 | 0 | 0 | 0 | 0 | 0 | 0 | 0 | 0 | 0 | 0 | 0.65058 | 4.4672 | 0 | 0
1887 | 3.1775 | 0 | 41.3823 | 0 | 0 | 0 | 0 | 0 | 0 | 0 | 0 | 0 | 0 | 0.64565 | 3.8232 | 0 | 0
1888 | 2.1977 | 0 | 42.9363 | 0 | 0 | 0 | 0 | 0 | 0 | 0 | 0 | 0 | 0 | 0.65282 | 2.8506 | 0 | 0
1889 | 0.943 | 0 | 43.6031 | 0 | 0 | 0 | 0 | 0 | 0 | 0 | 0 | 0 | 0 | 0.67475 | 1.6178 | 0 | 0
1890 | 0 | 0.29842 | 43.1811 | 0 | 0 | 0 | 0 | 0 | 0 | 0 | 0 | 0 | 0 | 0.7046 | 0.40618 | 0 | 0
1891 | 0 | 0.74786 | 42.1234 | 0 | 0 | 0 | 0 | 0 | 0 | 0 | 0 | 0 | 0 | 0.74786 | 0 | 0 | 0
1892 | 0 | 0.7402 | 41.0766 | 0 | 0 | 0 | 0 | 0 | 0 | 0 | 0 | 0 | 0 | 0.7402 | 0 | 0 | 0
1893 | 0 | 0.70722 | 40.0765 | 0 | 0 | 0 | 0 | 0 | 0 | 0 | 0 | 0 | 0 | 0.70722 | 0 | 0 | 0
1894 | 0 | 0.65631 | 39.1483 | 0 | 0 | 0 | 0 | 0 | 0 | 0 | 0 | 0 | 0 | 0.65631 | 0 | 0 | 0
1895 | 0 | 0.61243 | 38.2822 | 0 | 0 | 0 | 0 | 0 | 0 | 0 | 0 | 0 | 0 | 0.61243 | 0 | 0 | 0
1896 | 0 | 0.57977 | 37.4623 | 0 | 0 | 0 | 0 | 0 | 0 | 0 | 0 | 0 | 0 | 0.57977 | 0 | 0 | 0
1897 | 0 | 0.56163 | 36.668 | 0 | 0 | 0 | 0 | 0 | 0 | 0 | 0 | 0 | 0 | 0.56163 | 0 | 0 | 0
1898 | 0 | 0.54991 | 35.8903 | 0 | 0 | 0 | 0 | 0 | 0 | 0 | 0 | 0 | 0 | 0.54991 | 0 | 0 | 0
1899 | 0 | 0.54789 | 35.1155 | 0 | 0 | 0 | 0 | 0 | 0 | 0 | 0 | 0 | 0 | 0.54789 | 0 | 0 | 0
1900 | 0 | 0.56407 | 34.3178 | 0 | 0 | 0 | 0 | 0 | 0 | 0 | 0 | 0 | 0 | 0.56407 | 0 | 0 | 0
1901 | 0 | 0.60709 | 33.4592 | 0 | 0 | 0 | 0 | 0 | 0 | 0 | 0 | 0 | 0 | 0.60709 | 0 | 0 | 0
1902 | 0 | 0.6841 | 32.4918 | 0 | 0 | 0 | 0 | 0 | 0 | 0 | 0 | 0 | 0 | 0.6841 | 0 | 0 | 0
1903 | 0 | 0.71967 | 31.474 | 0 | 0 | 0 | 0 | 0 | 0 | 0 | 0 | 0 | 0 | 0.71967 | 0 | 0 | 0
1904 | 0 | 0.61238 | 30.6079 | 0 | 0 | 0 | 0 | 0 | 0 | 0 | 0 | 0 | 0 | 0.70888 | 0.0965 | 0 | 0
1905 | 0 | 0 | 30.6079 | 0 | 0 | 0 | 0 | 0 | 0 | 0 | 0 | 0 | 0 | 0.6853 | 0.80305 | 0 | 0.11775
1906 | 0 | 0 | 30.6079 | 0 | 0 | 0 | 0 | 0 | 0 | 0 | 0 | 0 | 0 | 0.66524 | 1.3924 | 0 | 0.72721
1907 | 2.4471 | 0 | 32.3383 | 0 | 0 | 0 | 0 | 0 | 0 | 0 | 0 | 0 | 0 | 0.6567 | 3.1037 | 0 | 0
1908 | 2.4653 | 0 | 34.0815 | 0 | 0 | 0 | 0 | 0 | 0 | 0 | 0 | 0 | 0 | 0.63263 | 3.0979 | 0 | 0
1909 | 1.5899 | 0 | 35.2057 | 0 | 0 | 0 | 0 | 0 | 0 | 0 | 0 | 0 | 0 | 0.62351 | 2.2134 | 0 | 0
1910 | 3.3887 | 0 | 37.6019 | 0 | 0 | 0 | 0 | 0 | 0 | 0 | 0 | 0 | 0 | 0.62098 | 4.0096 | 0 | 0
1911 | 1.6445 | 0 | 38.7647 | 0 | 0 | 0 | 0 | 0 | 0 | 0 | 0 | 0 | 0 | 0.62459 | 2.2691 | 0 | 0
1912 | 0 | 0.3481 | 38.2724 | 0 | 0 | 0 | 0 | 0 | 0 | 0 | 0 | 0 | 0 | 0.62718 | 0.27908 | 0 | 0
1913 | 0 | 0.48944 | 37.5803 | 0 | 0 | 0 | 0 | 0 | 0 | 0 | 0 | 0 | 0 | 0.64004 | 0.1506 | 0 | 0
1914 | 0 | 0.27142 | 37.1964 | 0 | 0 | 0 | 0 | 0 | 0 | 0 | 0 | 0 | 0 | 0.68684 | 0.41542 | 0 | 0
1915 | 0 | 0.74382 | 36.1445 | 0 | 0 | 0 | 0 | 0 | 0 | 0 | 0 | 0 | 0 | 0.74382 | 0 | 0 | 0
1916 | 0 | 0.74342 | 35.0932 | 0 | 0 | 0 | 0 | 0 | 0 | 0 | 0 | 0 | 0 | 0.74342 | 0 | 0 | 0
1917 | 0 | 0.71045 | 34.0884 | 0 | 0 | 0 | 0 | 0 | 0 | 0 | 0 | 0 | 0 | 0.71045 | 0 | 0 | 0
1918 | 0 | 0.66553 | 33.1472 | 0 | 0 | 0 | 0 | 0 | 0 | 0 | 0 | 0 | 0 | 0.66553 | 0 | 0 | 0
1919 | 0 | 0.62026 | 32.2701 | 0 | 0 | 0 | 0 | 0 | 0 | 0 | 0 | 0 | 0 | 0.62026 | 0 | 0 | 0
1920 | 0 | 0.58195 | 31.4471 | 0 | 0 | 0 | 0 | 0 | 0 | 0 | 0 | 0 | 0 | 0.58195 | 0 | 0 | 0
1921 | 0 | 0.55928 | 30.6561 | 0 | 0 | 0 | 0 | 0 | 0 | 0 | 0 | 0 | 0 | 0.55928 | 0 | 0 | 0
1922 | 0 | 0.54436 | 29.8863 | 0 | 0 | 0 | 0 | 0 | 0 | 0 | 0 | 0 | 0 | 0.54436 | 0 | 0 | 0
1923 | 0 | 0.5419 | 29.1199 | 0 | 0 | 0 | 0 | 0 | 0 | 0 | 0 | 0 | 0 | 0.5419 | 0 | 0 | 0
1924 | 0 | 0.55599 | 28.3336 | 0 | 0 | 0 | 0 | 0 | 0 | 0 | 0 | 0 | 0 | 0.55599 | 0 | 0 | 0
1925 | 0 | 0.59792 | 27.488 | 0 | 0 | 0 | 0 | 0 | 0 | 0 | 0 | 0 | 0 | 0.59792 | 0 | 0 | 0
1926 | 0 | 0.67151 | 26.5384 | 0 | 0 | 0 | 0 | 0 | 0 | 0 | 0 | 0 | 0 | 0.67151 | 0 | 0 | 0
1927 | 0 | 0.47662 | 25.8643 | 0 | 0 | 0 | 0 | 0 | 0 | 0 | 0 | 0 | 0 | 0.70412 | 0.2275 | 0 | 0
1928 | 0 | 0 | 25.8643 | 0 | 0 | 0 | 0 | 0 | 0 | 0 | 0 | 0 | 0 | 0.6958 | 1.4373 | 0 | 0.7415
1929 | 0 | 0 | 25.8643 | 0 | 0 | 0 | 0 | 0 | 0 | 0 | 0 | 0 | 0 | 0.68625 | 2.843 | 0 | 2.1568
1930 | 0 | 0 | 25.8643 | 0 | 0 | 0 | 0 | 0 | 0 | 0 | 0 | 0 | 0 | 0.67576 | 3.9606 | 0 | 3.2848
1931 | 0 | 0 | 25.8643 | 0 | 0 | 0 | 0 | 0 | 0 | 0 | 0 | 0 | 0 | 0.65791 | 4.7088 | 0 | 4.0509
1932 | 0 | 0 | 25.8643 | 0 | 0 | 0 | 0 | 0 | 0 | 0 | 0 | 0 | 0 | 0.6448 | 5 | 0 | 4.3552
1933 | 4.3579 | 0 | 28.9458 | 0 | 0 | 0 | 0 | 0 | 0 | 0 | 0 | 0 | 0 | 0.6421 | 5 | 0 | 0
1934 | 4.2515 | 0 | 31.9521 | 0 | 0 | 0 | 0 | 0 | 0 | 0 | 0 | 0 | 0 | 0.64735 | 4.8989 | 0 | 0
1935 | 3.5703 | 0 | 34.4767 | 0 | 0 | 0 | 0 | 0 | 0 | 0 | 0 | 0 | 0 | 0.64997 | 4.2203 | 0 | 0
1936 | 2.5419 | 0 | 36.2741 | 0 | 0 | 0 | 0 | 0 | 0 | 0 | 0 | 0 | 0 | 0.65502 | 3.197 | 0 | 0
1937 | 0 | 0 | 36.2741 | 0 | 0 | 0 | 0 | 0 | 0 | 0 | 0 | 0 | 0 | 0.66425 | 1.8349 | 0 | 1.1706
1938 | 0 | 0.22487 | 35.9561 | 0 | 0 | 0 | 0 | 0 | 0 | 0 | 0 | 0 | 0 | 0.69498 | 0.4701 | 0 | 0
1939 | 0 | 0.73552 | 34.9159 | 0 | 0 | 0 | 0 | 0 | 0 | 0 | 0 | 0 | 0 | 0.73552 | 0 | 0 | 0
1940 | 0 | 0.72851 | 33.8856 | 0 | 0 | 0 | 0 | 0 | 0 | 0 | 0 | 0 | 0 | 0.72851 | 0 | 0 | 0
1941 | 0 | 0.69968 | 32.8961 | 0 | 0 | 0 | 0 | 0 | 0 | 0 | 0 | 0 | 0 | 0.69968 | 0 | 0 | 0
1942 | 0 | 0.65551 | 31.9691 | 0 | 0 | 0 | 0 | 0 | 0 | 0 | 0 | 0 | 0 | 0.65551 | 0 | 0 | 0
1943 | 0 | 0.61463 | 31.0999 | 0 | 0 | 0 | 0 | 0 | 0 | 0 | 0 | 0 | 0 | 0.61463 | 0 | 0 | 0
1944 | 0 | 0.58239 | 30.2762 | 0 | 0 | 0 | 0 | 0 | 0 | 0 | 0 | 0 | 0 | 0.58239 | 0 | 0 | 0
1945 | 0 | 0.56274 | 29.4804 | 0 | 0 | 0 | 0 | 0 | 0 | 0 | 0 | 0 | 0 | 0.56274 | 0 | 0 | 0
1946 | 0 | 0.54873 | 28.7044 | 0 | 0 | 0 | 0 | 0 | 0 | 0 | 0 | 0 | 0 | 0.54873 | 0 | 0 | 0
1947 | 0 | 0.54748 | 27.9301 | 0 | 0 | 0 | 0 | 0 | 0 | 0 | 0 | 0 | 0 | 0.54748 | 0 | 0 | 0
1948 | 0 | 0.55559 | 27.1444 | 0 | 0 | 0 | 0 | 0 | 0 | 0 | 0 | 0 | 0 | 0.55559 | 0 | 0 | 0
1949 | 0 | 0.56858 | 26.3403 | 0 | 0 | 0 | 0 | 0 | 0 | 0 | 0 | 0 | 0 | 0.56858 | 0 | 0 | 0
1950 | 0 | 0.59109 | 25.5044 | 0 | 0 | 0 | 0 | 0 | 0 | 0 | 0 | 0 | 0 | 0.59109 | 0 | 0 | 0
1951 | 0 | 0.35052 | 25.0086 | 0 | 0 | 0 | 0 | 0 | 0 | 0 | 0 | 0 | 0 | 0.60349 | 0.25298 | 0 | 0
1952 | 0 | 0 | 25.0086 | 0 | 0 | 0 | 0 | 0 | 0 | 0 | 0 | 0 | 0 | 0.60523 | 1.5187 | 0 | 0.91348
1953 | 0 | 0 | 25.0086 | 0 | 0 | 0 | 0 | 0 | 0 | 0 | 0 | 0 | 0 | 0.60363 | 2.7614 | 0 | 2.1578
1954 | 3.3687 | 0 | 27.3907 | 0 | 0 | 0 | 0 | 0 | 0 | 0 | 0 | 0 | 0 | 0.60178 | 3.9705 | 0 | 0
1955 | 3.3412 | 0 | 29.7533 | 0 | 0 | 0 | 0 | 0 | 0 | 0 | 0 | 0 | 0 | 0.57639 | 3.9175 | 0 | 0
1956 | 0 | 0 | 29.7533 | 0 | 0 | 0 | 0 | 0 | 0 | 0 | 0 | 0 | 0 | 0.54729 | 3.9375 | 0 | 3.3902
1957 | 3.7382 | 0 | 32.3965 | 0 | 0 | 0 | 0 | 0 | 0 | 0 | 0 | 0 | 0 | 0.53178 | 4.2699 | 0 | 0
1958 | 0 | 0 | 32.3965 | 0 | 0 | 0 | 0 | 0 | 0 | 0 | 0 | 0 | 0 | 0.527 | 4.7161 | 0 | 4.1891
1959 | 3.0498 | 0 | 34.5531 | 0 | 0 | 0 | 0 | 0 | 0 | 0 | 0 | 0 | 0 | 0.53633 | 3.5861 | 0 | 0
1960 | 2.499 | 0 | 36.3201 | 0 | 0 | 0 | 0 | 0 | 0 | 0 | 0 | 0 | 0 | 0.55003 | 3.049 | 0 | 0
1961 | 1.1795 | 0 | 37.1541 | 0 | 0 | 0 | 0 | 0 | 0 | 0 | 0 | 0 | 0 | 0.5758 | 1.7552 | 0 | 0
1962 | 0 | 0.17493 | 36.9067 | 0 | 0 | 0 | 0 | 0 | 0 | 0 | 0 | 0 | 0 | 0.6286 | 0.45367 | 0 | 0
1963 | 0 | 0.68261 | 35.9414 | 0 | 0 | 0 | 0 | 0 | 0 | 0 | 0 | 0 | 0 | 0.68261 | 0 | 0 | 0
1964 | 0 | 0.68667 | 34.9703 | 0 | 0 | 0 | 0 | 0 | 0 | 0 | 0 | 0 | 0 | 0.68667 | 0 | 0 | 0
1965 | 0 | 0.66672 | 34.0274 | 0 | 0 | 0 | 0 | 0 | 0 | 0 | 0 | 0 | 0 | 0.66672 | 0 | 0 | 0
1966 | 0 | 0.62966 | 33.1369 | 0 | 0 | 0 | 0 | 0 | 0 | 0 | 0 | 0 | 0 | 0.62966 | 0 | 0 | 0
1967 | 0 | 0.59492 | 32.2956 | 0 | 0 | 0 | 0 | 0 | 0 | 0 | 0 | 0 | 0 | 0.59492 | 0 | 0 | 0
1968 | 0 | 0.5622 | 31.5005 | 0 | 0 | 0 | 0 | 0 | 0 | 0 | 0 | 0 | 0 | 0.5622 | 0 | 0 | 0
1969 | 0 | 0.53893 | 30.7383 | 0 | 0 | 0 | 0 | 0 | 0 | 0 | 0 | 0 | 0 | 0.53893 | 0 | 0 | 0
1970 | 0 | 0.5257 | 29.9949 | 0 | 0 | 0 | 0 | 0 | 0 | 0 | 0 | 0 | 0 | 0.5257 | 0 | 0 | 0
1971 | 0 | 0.51634 | 29.2647 | 0 | 0 | 0 | 0 | 0 | 0 | 0 | 0 | 0 | 0 | 0.51634 | 0 | 0 | 0
1972 | 0 | 0.51896 | 28.5308 | 0 | 0 | 0 | 0 | 0 | 0 | 0 | 0 | 0 | 0 | 0.51896 | 0 | 0 | 0
1973 | 0 | 0.53123 | 27.7795 | 0 | 0 | 0 | 0 | 0 | 0 | 0 | 0 | 0 | 0 | 0.53123 | 0 | 0 | 0
1974 | 0 | 0.55378 | 26.9963 | 0 | 0 | 0 | 0 | 0 | 0 | 0 | 0 | 0 | 0 | 0.55378 | 0 | 0 | 0
1975 | 0 | 0.30876 | 26.5597 | 0 | 0 | 0 | 0 | 0 | 0 | 0 | 0 | 0 | 0 | 0.56186 | 0.2531 | 0 | 0
1976 | 0 | 0 | 26.5597 | 0 | 0 | 0 | 0 | 0 | 0 | 0 | 0 | 0 | 0 | 0.55785 | 1.4445 | 0 | 0.88665
1977 | 0 | 0 | 26.5597 | 0 | 0 | 0 | 0 | 0 | 0 | 0 | 0 | 0 | 0 | 0.53929 | 2.7413 | 0 | 2.202
1978 | 0 | 0 | 26.5597 | 0 | 0 | 0 | 0 | 0 | 0 | 0 | 0 | 0 | 0 | 0.52038 | 3.7359 | 0 | 3.2156
1979 | 0 | 0 | 26.5597 | 0 | 0 | 0 | 0 | 0 | 0 | 0 | 0 | 0 | 0 | 0.49822 | 4.412 | 0 | 3.9138
1980 | 4.2769 | 0 | 29.5839 | 0 | 0 | 0 | 0 | 0 | 0 | 0 | 0 | 0 | 0 | 0.48221 | 4.7591 | 0 | 0
1981 | 4.2647 | 0 | 32.5995 | 0 | 0 | 0 | 0 | 0 | 0 | 0 | 0 | 0 | 0 | 0.48169 | 4.7464 | 0 | 0
1982 | 3.9264 | 0 | 35.3759 | 0 | 0 | 0 | 0 | 0 | 0 | 0 | 0 | 0 | 0 | 0.49732 | 4.4237 | 0 | 0
1983 | 3.3156 | 0 | 37.7204 | 0 | 0 | 0 | 0 | 0 | 0 | 0 | 0 | 0 | 0 | 0.52312 | 3.8388 | 0 | 0
1984 | 2.37 | 0 | 39.3963 | 0 | 0 | 0 | 0 | 0 | 0 | 0 | 0 | 0 | 0 | 0.53787 | 2.9079 | 0 | 0
1985 | 1.113 | 0 | 40.1833 | 0 | 0 | 0 | 0 | 0 | 0 | 0 | 0 | 0 | 0 | 0.57308 | 1.6861 | 0 | 0
1986 | 0 | 0.19038 | 39.914 | 0 | 0 | 0 | 0 | 0 | 0 | 0 | 0 | 0 | 0 | 0.63533 | 0.44495 | 0 | 0
1987 | 0 | 0.69246 | 38.9348 | 0 | 0 | 0 | 0 | 0 | 0 | 0 | 0 | 0 | 0 | 0.69246 | 0 | 0 | 0
1988 | 0 | 0.69479 | 37.9522 | 0 | 0 | 0 | 0 | 0 | 0 | 0 | 0 | 0 | 0 | 0.69479 | 0 | 0 | 0
1989 | 0 | 0.6702 | 37.0044 | 0 | 0 | 0 | 0 | 0 | 0 | 0 | 0 | 0 | 0 | 0.6702 | 0 | 0 | 0
1990 | 0 | 0.62703 | 36.1176 | 0 | 0 | 0 | 0 | 0 | 0 | 0 | 0 | 0 | 0 | 0.62703 | 0 | 0 | 0
1991 | 0 | 0.58434 | 35.2912 | 0 | 0 | 0 | 0 | 0 | 0 | 0 | 0 | 0 | 0 | 0.58434 | 0 | 0 | 0
1992 | 0 | 0.55579 | 34.5052 | 0 | 0 | 0 | 0 | 0 | 0 | 0 | 0 | 0 | 0 | 0.55579 | 0 | 0 | 0
1993 | 0 | 0.5439 | 33.736 | 0 | 0 | 0 | 0 | 0 | 0 | 0 | 0 | 0 | 0 | 0.5439 | 0 | 0 | 0
1994 | 0 | 0.53533 | 32.979 | 0 | 0 | 0 | 0 | 0 | 0 | 0 | 0 | 0 | 0 | 0.53533 | 0 | 0 | 0
1995 | 0 | 0.5365 | 32.2202 | 0 | 0 | 0 | 0 | 0 | 0 | 0 | 0 | 0 | 0 | 0.5365 | 0 | 0 | 0
1996 | 0 | 0.55265 | 31.4387 | 0 | 0 | 0 | 0 | 0 | 0 | 0 | 0 | 0 | 0 | 0.55265 | 0 | 0 | 0
1997 | 0 | 0.58914 | 30.6055 | 0 | 0 | 0 | 0 | 0 | 0 | 0 | 0 | 0 | 0 | 0.58914 | 0 | 0 | 0
1998 | 0 | 0.664 | 29.6665 | 0 | 0 | 0 | 0 | 0 | 0 | 0 | 0 | 0 | 0 | 0.664 | 0 | 0 | 0
1999 | 0 | 0.43246 | 29.0549 | 0 | 0 | 0 | 0 | 0 | 0 | 0 | 0 | 0 | 0 | 0.69876 | 0.2663 | 0 | 0
2000 | 0 | 0 | 29.0549 | 0 | 0 | 0 | 0 | 0 | 0 | 0 | 0 | 0 | 0 | 0.68502 | 1.4485 | 0 | 0.76343
2001 | 0 | 0 | 29.0549 | 0 | 0 | 0 | 0 | 0 | 0 | 0 | 0 | 0 | 0 | 0.66282 | 2.7967 | 0 | 2.1339
2002 | 0 | 0 | 29.0549 | 0 | 0 | 0 | 0 | 0 | 0 | 0 | 0 | 0 | 0 | 0.64128 | 3.8302 | 0 | 3.1889
2003 | 0 | 0 | 29.0549 | 0 | 0 | 0 | 0 | 0 | 0 | 0 | 0 | 0 | 0 | 0.63565 | 4.5099 | 0 | 3.8743
2004 | 4.1569 | 0 | 31.9942 | 0 | 0 | 0 | 0 | 0 | 0 | 0 | 0 | 0 | 0 | 0.63914 | 4.796 | 0 | 0
2005 | 4.0968 | 0 | 34.8911 | 0 | 0 | 0 | 0 | 0 | 0 | 0 | 0 | 0 | 0 | 0.65768 | 4.7545 | 0 | 0
2006 | 3.768 | 0 | 37.5555 | 0 | 0 | 0 | 0 | 0 | 0 | 0 | 0 | 0 | 0 | 0.65912 | 4.4272 | 0 | 0
2007 | 3.1427 | 0 | 39.7777 | 0 | 0 | 0 | 0 | 0 | 0 | 0 | 0 | 0 | 0 | 0.66722 | 3.81 | 0 | 0
2008 | 2.2534 | 0 | 41.3711 | 0 | 0 | 0 | 0 | 0 | 0 | 0 | 0 | 0 | 0 | 0.67302 | 2.9264 | 0 | 0
2009 | 1.0173 | 0 | 42.0905 | 0 | 0 | 0 | 0 | 0 | 0 | 0 | 0 | 0 | 0 | 0.68848 | 1.7058 | 0 | 0
2010 | 0 | 0.27272 | 41.7048 | 0 | 0 | 0 | 0 | 0 | 0 | 0 | 0 | 0 | 0 | 0.72729 | 0.45458 | 0 | 0
2011 | 0 | 0.76771 | 40.6191 | 0 | 0 | 0 | 0 | 0 | 0 | 0 | 0 | 0 | 0 | 0.76771 | 0 | 0 | 0
2012 | 0 | 0.75495 | 39.5514 | 0 | 0 | 0 | 0 | 0 | 0 | 0 | 0 | 0 | 0 | 0.75495 | 0 | 0 | 0
2013 | 0 | 0.71624 | 38.5385 | 0 | 0 | 0 | 0 | 0 | 0 | 0 | 0 | 0 | 0 | 0.71624 | 0 | 0 | 0
2014 | 0 | 0.66214 | 37.6021 | 0 | 0 | 0 | 0 | 0 | 0 | 0 | 0 | 0 | 0 | 0.66214 | 0 | 0 | 0
2015 | 0 | 0.61455 | 36.733 | 0 | 0 | 0 | 0 | 0 | 0 | 0 | 0 | 0 | 0 | 0.61455 | 0 | 0 | 0
2016 | 0 | 0.57882 | 35.9145 | 0 | 0 | 0 | 0 | 0 | 0 | 0 | 0 | 0 | 0 | 0.57882 | 0 | 0 | 0
2017 | 0 | 0.55365 | 35.1315 | 0 | 0 | 0 | 0 | 0 | 0 | 0 | 0 | 0 | 0 | 0.55365 | 0 | 0 | 0
2018 | 0 | 0.5396 | 34.3684 | 0 | 0 | 0 | 0 | 0 | 0 | 0 | 0 | 0 | 0 | 0.5396 | 0 | 0 | 0
2019 | 0 | 0.53828 | 33.6071 | 0 | 0 | 0 | 0 | 0 | 0 | 0 | 0 | 0 | 0 | 0.53828 | 0 | 0 | 0
2020 | 0 | 0.55077 | 32.8282 | 0 | 0 | 0 | 0 | 0 | 0 | 0 | 0 | 0 | 0 | 0.55077 | 0 | 0 | 0
2021 | 0 | 0.58803 | 31.9966 | 0 | 0 | 0 | 0 | 0 | 0 | 0 | 0 | 0 | 0 | 0.58803 | 0 | 0 | 0
2022 | 0 | 0.66229 | 31.06 | 0 | 0 | 0 | 0 | 0 | 0 | 0 | 0 | 0 | 0 | 0.66229 | 0 | 0 | 0
2023 | 0 | 0.41407 | 30.4744 | 0 | 0 | 0 | 0 | 0 | 0 | 0 | 0 | 0 | 0 | 0.69552 | 0.28145 | 0 | 0
2024 | 0 | 0 | 30.4744 | 0 | 0 | 0 | 0 | 0 | 0 | 0 | 0 | 0 | 0 | 0.68918 | 1.5397 | 0 | 0.85057
2025 | 0 | 0 | 30.4744 | 0 | 0 | 0 | 0 | 0 | 0 | 0 | 0 | 0 | 0 | 0.66641 | 2.8973 | 0 | 2.2308
2026 | 0 | 0 | 30.4744 | 0 | 0 | 0 | 0 | 0 | 0 | 0 | 0 | 0 | 0 | 0.64004 | 3.9468 | 0 | 3.3068
2027 | 4.0069 | 0 | 33.3077 | 0 | 0 | 0 | 0 | 0 | 0 | 0 | 0 | 0 | 0 | 0.62869 | 4.6356 | 0 | 0
2028 | 0 | 0 | 33.3077 | 0 | 0 | 0 | 0 | 0 | 0 | 0 | 0 | 0 | 0 | 0.61047 | 4.9779 | 0 | 4.3674
2029 | 4.3489 | 0 | 36.3829 | 0 | 0 | 0 | 0 | 0 | 0 | 0 | 0 | 0 | 0 | 0.60973 | 4.9586 | 0 | 0
2030 | 4.0044 | 0 | 39.2144 | 0 | 0 | 0 | 0 | 0 | 0 | 0 | 0 | 0 | 0 | 0.61554 | 4.62 | 0 | 0
2031 | 3.3216 | 0 | 41.5631 | 0 | 0 | 0 | 0 | 0 | 0 | 0 | 0 | 0 | 0 | 0.62496 | 3.9465 | 0 | 0
2032 | 2.3515 | 0 | 43.2259 | 0 | 0 | 0 | 0 | 0 | 0 | 0 | 0 | 0 | 0 | 0.64422 | 2.9958 | 0 | 0
2033 | 0 | 0 | 43.2259 | 0 | 0 | 0 | 0 | 0 | 0 | 0 | 0 | 0 | 0 | 0.67087 | 1.7397 | 0 | 1.0689
2034 | 0 | 0.2461 | 42.8779 | 0 | 0 | 0 | 0 | 0 | 0 | 0 | 0 | 0 | 0 | 0.708 | 0.4619 | 0 | 0
2035 | 0 | 0.74883 | 41.8189 | 0 | 0 | 0 | 0 | 0 | 0 | 0 | 0 | 0 | 0 | 0.74883 | 0 | 0 | 0
2036 | 0 | 0.74352 | 40.7674 | 0 | 0 | 0 | 0 | 0 | 0 | 0 | 0 | 0 | 0 | 0.74352 | 0 | 0 | 0
2037 | 0 | 0.70702 | 39.7675 | 0 | 0 | 0 | 0 | 0 | 0 | 0 | 0 | 0 | 0 | 0.70702 | 0 | 0 | 0
2038 | 0 | 0.65566 | 38.8402 | 0 | 0 | 0 | 0 | 0 | 0 | 0 | 0 | 0 | 0 | 0.65566 | 0 | 0 | 0
2039 | 0 | 0.60887 | 37.9792 | 0 | 0 | 0 | 0 | 0 | 0 | 0 | 0 | 0 | 0 | 0.60887 | 0 | 0 | 0
2040 | 0 | 0.57758 | 37.1624 | 0 | 0 | 0 | 0 | 0 | 0 | 0 | 0 | 0 | 0 | 0.57758 | 0 | 0 | 0
2041 | 0 | 0.55672 | 36.375 | 0 | 0 | 0 | 0 | 0 | 0 | 0 | 0 | 0 | 0 | 0.55672 | 0 | 0 | 0
2042 | 0 | 0.54771 | 35.6005 | 0 | 0 | 0 | 0 | 0 | 0 | 0 | 0 | 0 | 0 | 0.54771 | 0 | 0 | 0
2043 | 0 | 0.54878 | 34.8244 | 0 | 0 | 0 | 0 | 0 | 0 | 0 | 0 | 0 | 0 | 0.54878 | 0 | 0 | 0
2044 | 0 | 0.5612 | 34.0307 | 0 | 0 | 0 | 0 | 0 | 0 | 0 | 0 | 0 | 0 | 0.5612 | 0 | 0 | 0
2045 | 0 | 0.59733 | 33.186 | 0 | 0 | 0 | 0 | 0 | 0 | 0 | 0 | 0 | 0 | 0.59733 | 0 | 0 | 0
2046 | 0 | 0.66179 | 32.2501 | 0 | 0 | 0 | 0 | 0 | 0 | 0 | 0 | 0 | 0 | 0.66179 | 0 | 0 | 0
2047 | 0 | 0.421 | 31.6547 | 0 | 0 | 0 | 0 | 0 | 0 | 0 | 0 | 0 | 0 | 0.69695 | 0.27595 | 0 | 0
2048 | 0 | 0 | 31.6547 | 0 | 0 | 0 | 0 | 0 | 0 | 0 | 0 | 0 | 0 | 0.69961 | 1.4099 | 0 | 0.71029
2049 | 1.9316 | 0 | 33.0205 | 0 | 0 | 0 | 0 | 0 | 0 | 0 | 0 | 0 | 0 | 0.69081 | 2.6224 | 0 | 0
2050 | 0 | 0 | 33.0205 | 0 | 0 | 0 | 0 | 0 | 0 | 0 | 0 | 0 | 0 | 0.67874 | 3.5867 | 0 | 2.908
2051 | 3.6219 | 0 | 35.5816 | 0 | 0 | 0 | 0 | 0 | 0 | 0 | 0 | 0 | 0 | 0.67277 | 4.2947 | 0 | 0
2052 | 3.9739 | 0 | 38.3916 | 0 | 0 | 0 | 0 | 0 | 0 | 0 | 0 | 0 | 0 | 0.66477 | 4.6387 | 0 | 0
2053 | 0 | 0 | 38.3916 | 0 | 0 | 0 | 0 | 0 | 0 | 0 | 0 | 0 | 0 | 0.65986 | 4.6327 | 0 | 3.9729
2054 | 3.6897 | 0 | 41.0005 | 0 | 0 | 0 | 0 | 0 | 0 | 0 | 0 | 0 | 0 | 0.64365 | 4.3333 | 0 | 0
2055 | 3.116 | 0 | 43.2039 | 0 | 0 | 0 | 0 | 0 | 0 | 0 | 0 | 0 | 0 | 0.63799 | 3.754 | 0 | 0
2056 | 0 | 0 | 43.2039 | 0 | 0 | 0 | 0 | 0 | 0 | 0 | 0 | 0 | 0 | 0.64655 | 2.8638 | 0 | 2.2172
2057 | 0 | 0 | 43.2039 | 0 | 0 | 0 | 0 | 0 | 0 | 0 | 0 | 0 | 0 | 0.66125 | 1.6516 | 0 | 0.9903
2058 | 0 | 0.25498 | 42.8433 | 0 | 0 | 0 | 0 | 0 | 0 | 0 | 0 | 0 | 0 | 0.70001 | 0.44503 | 0 | 0
2059 | 0 | 0.74828 | 41.785 | 0 | 0 | 0 | 0 | 0 | 0 | 0 | 0 | 0 | 0 | 0.74828 | 0 | 0 | 0
2060 | 0 | 0.74725 | 40.7283 | 0 | 0 | 0 | 0 | 0 | 0 | 0 | 0 | 0 | 0 | 0.74725 | 0 | 0 | 0
2061 | 0 | 0.70842 | 39.7264 | 0 | 0 | 0 | 0 | 0 | 0 | 0 | 0 | 0 | 0 | 0.70842 | 0 | 0 | 0
2062 | 0 | 0.65429 | 38.8011 | 0 | 0 | 0 | 0 | 0 | 0 | 0 | 0 | 0 | 0 | 0.65429 | 0 | 0 | 0
2063 | 0 | 0.60983 | 37.9387 | 0 | 0 | 0 | 0 | 0 | 0 | 0 | 0 | 0 | 0 | 0.60983 | 0 | 0 | 0
2064 | 0 | 0.57972 | 37.1188 | 0 | 0 | 0 | 0 | 0 | 0 | 0 | 0 | 0 | 0 | 0.57972 | 0 | 0 | 0
2065 | 0 | 0.55883 | 36.3285 | 0 | 0 | 0 | 0 | 0 | 0 | 0 | 0 | 0 | 0 | 0.55883 | 0 | 0 | 0
2066 | 0 | 0.54892 | 35.5522 | 0 | 0 | 0 | 0 | 0 | 0 | 0 | 0 | 0 | 0 | 0.54892 | 0 | 0 | 0
2067 | 0 | 0.54588 | 34.7802 | 0 | 0 | 0 | 0 | 0 | 0 | 0 | 0 | 0 | 0 | 0.54588 | 0 | 0 | 0
2068 | 0 | 0.5581 | 33.9909 | 0 | 0 | 0 | 0 | 0 | 0 | 0 | 0 | 0 | 0 | 0.5581 | 0 | 0 | 0
2069 | 0 | 0.59832 | 33.1448 | 0 | 0 | 0 | 0 | 0 | 0 | 0 | 0 | 0 | 0 | 0.59832 | 0 | 0 | 0
2070 | 0 | 0.66926 | 32.1983 | 0 | 0 | 0 | 0 | 0 | 0 | 0 | 0 | 0 | 0 | 0.66926 | 0 | 0 | 0
2071 | 0 | 0.38892 | 31.6483 | 0 | 0 | 0 | 0 | 0 | 0 | 0 | 0 | 0 | 0 | 0.6986 | 0.30967 | 0 | 0
2072 | 0 | 0 | 31.6483 | 0 | 0 | 0 | 0 | 0 | 0 | 0 | 0 | 0 | 0 | 0.68522 | 1.5759 | 0 | 0.89073
2073 | 0 | 0 | 31.6483 | 0 | 0 | 0 | 0 | 0 | 0 | 0 | 0 | 0 | 0 | 0.66284 | 2.9669 | 0 | 2.3041
2074 | 3.4439 | 0 | 34.0835 | 0 | 0 | 0 | 0 | 0 | 0 | 0 | 0 | 0 | 0 | 0.64268 | 4.0866 | 0 | 0
2075 | 4.2522 | 0 | 37.0902 | 0 | 0 | 0 | 0 | 0 | 0 | 0 | 0 | 0 | 0 | 0.62957 | 4.8818 | 0 | 0
2076 | 4.3844 | 0 | 40.1905 | 0 | 0 | 0 | 0 | 0 | 0 | 0 | 0 | 0 | 0 | 0.61556 | 5 | 0 | 0
2077 | 4.3892 | 0 | 43.2941 | 0 | 0 | 0 | 0 | 0 | 0 | 0 | 0 | 0 | 0 | 0.61083 | 5 | 0 | 0
2078 | 0 | 0 | 43.2941 | 0 | 0 | 0 | 0 | 0 | 0 | 0 | 0 | 0 | 0 | 0.61206 | 0.791 | 0 | 0.17894
2079 | 0 | 0 | 43.2941 | 0 | 0 | 0 | 0 | 0 | 0 | 0 | 0 | 0 | 0 | 0.62606 | 2.7703 | 0 | 2.1442
2080 | 1.2906 | 0 | 44.2068 | 0 | 0 | 0 | 0 | 0 | 0 | 0 | 0 | 0 | 0 | 0.65261 | 1.9432 | 0 | 0
2081 | 0 | 0.57322 | 43.3961 | 0 | 0 | 0 | 0 | 0 | 0 | 0 | 0 | 0 | 0 | 0.67045 | 0.097225 | 0 | 0
2082 | 0 | 0.6842 | 42.4285 | 0 | 0 | 0 | 0 | 0 | 0 | 0 | 0 | 0 | 0 | 0.69488 | 0.010675 | 0 | 0
2083 | 0 | 0.74316 | 41.3775 | 0 | 0 | 0 | 0 | 0 | 0 | 0 | 0 | 0 | 0 | 0.74316 | 0 | 0 | 0
2084 | 0 | 0.74351 | 40.326 | 0 | 0 | 0 | 0 | 0 | 0 | 0 | 0 | 0 | 0 | 0.74351 | 0 | 0 | 0
2085 | 0 | 0.71239 | 39.3185 | 0 | 0 | 0 | 0 | 0 | 0 | 0 | 0 | 0 | 0 | 0.71239 | 0 | 0 | 0
2086 | 0 | 0.66007 | 38.3851 | 0 | 0 | 0 | 0 | 0 | 0 | 0 | 0 | 0 | 0 | 0.66007 | 0 | 0 | 0
2087 | 0 | 0.61645 | 37.5133 | 0 | 0 | 0 | 0 | 0 | 0 | 0 | 0 | 0 | 0 | 0.61645 | 0 | 0 | 0
2088 | 0 | 0.58214 | 36.69 | 0 | 0 | 0 | 0 | 0 | 0 | 0 | 0 | 0 | 0 | 0.58214 | 0 | 0 | 0
2089 | 0 | 0.56114 | 35.8964 | 0 | 0 | 0 | 0 | 0 | 0 | 0 | 0 | 0 | 0 | 0.56114 | 0 | 0 | 0
2090 | 0 | 0.54687 | 35.123 | 0 | 0 | 0 | 0 | 0 | 0 | 0 | 0 | 0 | 0 | 0.54687 | 0 | 0 | 0
2091 | 0 | 0.54363 | 34.3542 | 0 | 0 | 0 | 0 | 0 | 0 | 0 | 0 | 0 | 0 | 0.54363 | 0 | 0 | 0
2092 | 0 | 0.56007 | 33.5622 | 0 | 0 | 0 | 0 | 0 | 0 | 0 | 0 | 0 | 0 | 0.56007 | 0 | 0 | 0
2093 | 0 | 0.60024 | 32.7133 | 0 | 0 | 0 | 0 | 0 | 0 | 0 | 0 | 0 | 0 | 0.60024 | 0 | 0 | 0
2094 | 0 | 0.66971 | 31.7662 | 0 | 0 | 0 | 0 | 0 | 0 | 0 | 0 | 0 | 0 | 0.66971 | 0 | 0 | 0
2095 | 0 | 0.36706 | 31.2471 | 0 | 0 | 0 | 0 | 0 | 0 | 0 | 0 | 0 | 0 | 0.69773 | 0.33067 | 0 | 0
2096 | 0 | 0 | 31.2471 | 0 | 0 | 0 | 0 | 0 | 0 | 0 | 0 | 0 | 0 | 0.67861 | 1.6054 | 0 | 0.92679
2097 | 0 | 0 | 31.2471 | 0 | 0 | 0 | 0 | 0 | 0 | 0 | 0 | 0 | 0 | 0.6445 | 2.947 | 0 | 2.3025
2098 | 0 | 0 | 31.2471 | 0 | 0 | 0 | 0 | 0 | 0 | 0 | 0 | 0 | 0 | 0.6274 | 3.9818 | 0 | 3.3544
2099 | 4.0935 | 0 | 34.1416 | 0 | 0 | 0 | 0 | 0 | 0 | 0 | 0 | 0 | 0 | 0.61622 | 4.7097 | 0 | 0
2100 | 4.3967 | 0 | 37.2506 | 0 | 0 | 0 | 0 | 0 | 0 | 0 | 0 | 0 | 0 | 0.60326 | 5 | 0 | 0
2101 | 0 | 0 | 37.2506 | 0 | 0 | 0 | 0 | 0 | 0 | 0 | 0 | 0 | 0 | 0.59833 | 5 | 0 | 4.4017
2102 | 4.1479 | 0 | 40.1836 | 0 | 0 | 0 | 0 | 0 | 0 | 0 | 0 | 0 | 0 | 0.59675 | 4.7447 | 0 | 0
2103 | 3.4876 | 0 | 42.6497 | 0 | 0 | 0 | 0 | 0 | 0 | 0 | 0 | 0 | 0 | 0.60258 | 4.0902 | 0 | 0
2104 | 0 | 0.16828 | 42.4117 | 0 | 0 | 0 | 0 | 0 | 0 | 0 | 0 | 0 | 0 | 0.62245 | 0.45417 | 0 | 0
2105 | 0 | 0 | 42.4117 | 0 | 0 | 0 | 0 | 0 | 0 | 0 | 0 | 0 | 0 | 0.64269 | 1.0038 | 0 | 0.36116
2106 | 0 | 0.18524 | 42.1498 | 0 | 0 | 0 | 0 | 0 | 0 | 0 | 0 | 0 | 0 | 0.67281 | 0.48757 | 0 | 0
2107 | 0 | 0.72217 | 41.1284 | 0 | 0 | 0 | 0 | 0 | 0 | 0 | 0 | 0 | 0 | 0.72217 | 0 | 0 | 0
2108 | 0 | 0.72576 | 40.1021 | 0 | 0 | 0 | 0 | 0 | 0 | 0 | 0 | 0 | 0 | 0.72576 | 0 | 0 | 0
2109 | 0 | 0.69896 | 39.1136 | 0 | 0 | 0 | 0 | 0 | 0 | 0 | 0 | 0 | 0 | 0.69896 | 0 | 0 | 0
2110 | 0 | 0.65854 | 38.1823 | 0 | 0 | 0 | 0 | 0 | 0 | 0 | 0 | 0 | 0 | 0.65854 | 0 | 0 | 0
2111 | 0 | 0.61484 | 37.3127 | 0 | 0 | 0 | 0 | 0 | 0 | 0 | 0 | 0 | 0 | 0.61484 | 0 | 0 | 0
2112 | 0 | 0.57955 | 36.4931 | 0 | 0 | 0 | 0 | 0 | 0 | 0 | 0 | 0 | 0 | 0.57955 | 0 | 0 | 0
2113 | 0 | 0.55515 | 35.708 | 0 | 0 | 0 | 0 | 0 | 0 | 0 | 0 | 0 | 0 | 0.55515 | 0 | 0 | 0
2114 | 0 | 0.54134 | 34.9425 | 0 | 0 | 0 | 0 | 0 | 0 | 0 | 0 | 0 | 0 | 0.54134 | 0 | 0 | 0
2115 | 0 | 0.5348 | 34.1861 | 0 | 0 | 0 | 0 | 0 | 0 | 0 | 0 | 0 | 0 | 0.5348 | 0 | 0 | 0
2116 | 0 | 0.53987 | 33.4227 | 0 | 0 | 0 | 0 | 0 | 0 | 0 | 0 | 0 | 0 | 0.53987 | 0 | 0 | 0
2117 | 0 | 0.55915 | 32.6319 | 0 | 0 | 0 | 0 | 0 | 0 | 0 | 0 | 0 | 0 | 0.55915 | 0 | 0 | 0
2118 | 0 | 0.58957 | 31.7981 | 0 | 0 | 0 | 0 | 0 | 0 | 0 | 0 | 0 | 0 | 0.58957 | 0 | 0 | 0
2119 | 0 | 0.32121 | 31.3439 | 0 | 0 | 0 | 0 | 0 | 0 | 0 | 0 | 0 | 0 | 0.59956 | 0.27835 | 0 | 0
2120 | 0 | 0 | 31.3439 | 0 | 0 | 0 | 0 | 0 | 0 | 0 | 0 | 0 | 0 | 0.59585 | 1.194 | 0 | 0.59815
2121 | 0 | 0 | 31.3439 | 0 | 0 | 0 | 0 | 0 | 0 | 0 | 0 | 0 | 0 | 0.5787 | 2.8284 | 0 | 2.2497
2122 | 0 | 0 | 31.3439 | 0 | 0 | 0 | 0 | 0 | 0 | 0 | 0 | 0 | 0 | 0.55259 | 3.7598 | 0 | 3.2072
2123 | 3.8987 | 0 | 34.1006 | 0 | 0 | 0 | 0 | 0 | 0 | 0 | 0 | 0 | 0 | 0.53277 | 4.4314 | 0 | 0
2124 | 4.239 | 0 | 37.0981 | 0 | 0 | 0 | 0 | 0 | 0 | 0 | 0 | 0 | 0 | 0.51988 | 4.7589 | 0 | 0
2125 | 0 | 0 | 37.0981 | 0 | 0 | 0 | 0 | 0 | 0 | 0 | 0 | 0 | 0 | 0.51628 | 4.761 | 0 | 4.2447
2126 | 3.9577 | 0 | 39.8966 | 0 | 0 | 0 | 0 | 0 | 0 | 0 | 0 | 0 | 0 | 0.52413 | 4.4818 | 0 | 0
2127 | 3.3241 | 0 | 42.2471 | 0 | 0 | 0 | 0 | 0 | 0 | 0 | 0 | 0 | 0 | 0.54141 | 3.8655 | 0 | 0
2128 | 2.3862 | 0 | 43.9344 | 0 | 0 | 0 | 0 | 0 | 0 | 0 | 0 | 0 | 0 | 0.56256 | 2.9488 | 0 | 0
2129 | 0 | 0 | 43.9344 | 0 | 0 | 0 | 0 | 0 | 0 | 0 | 0 | 0 | 0 | 0.59602 | 1.7245 | 0 | 1.1284
2130 | 0 | 0.16489 | 43.7012 | 0 | 0 | 0 | 0 | 0 | 0 | 0 | 0 | 0 | 0 | 0.64349 | 0.4786 | 0 | 0
2131 | 0 | 0.68838 | 42.7277 | 0 | 0 | 0 | 0 | 0 | 0 | 0 | 0 | 0 | 0 | 0.68838 | 0 | 0 | 0
2132 | 0 | 0.69521 | 41.7445 | 0 | 0 | 0 | 0 | 0 | 0 | 0 | 0 | 0 | 0 | 0.69521 | 0 | 0 | 0
2133 | 0 | 0.6732 | 40.7924 | 0 | 0 | 0 | 0 | 0 | 0 | 0 | 0 | 0 | 0 | 0.6732 | 0 | 0 | 0
2134 | 0 | 0.63629 | 39.8926 | 0 | 0 | 0 | 0 | 0 | 0 | 0 | 0 | 0 | 0 | 0.63629 | 0 | 0 | 0
2135 | 0 | 0.59825 | 39.0465 | 0 | 0 | 0 | 0 | 0 | 0 | 0 | 0 | 0 | 0 | 0.59825 | 0 | 0 | 0
2136 | 0 | 0.56531 | 38.2471 | 0 | 0 | 0 | 0 | 0 | 0 | 0 | 0 | 0 | 0 | 0.56531 | 0 | 0 | 0
2137 | 0 | 0.5503 | 37.4688 | 0 | 0 | 0 | 0 | 0 | 0 | 0 | 0 | 0 | 0 | 0.5503 | 0 | 0 | 0
2138 | 0 | 0.53663 | 36.7099 | 0 | 0 | 0 | 0 | 0 | 0 | 0 | 0 | 0 | 0 | 0.53663 | 0 | 0 | 0
2139 | 0 | 0.52948 | 35.9611 | 0 | 0 | 0 | 0 | 0 | 0 | 0 | 0 | 0 | 0 | 0.52948 | 0 | 0 | 0
2140 | 0 | 0.53041 | 35.211 | 0 | 0 | 0 | 0 | 0 | 0 | 0 | 0 | 0 | 0 | 0.53041 | 0 | 0 | 0
2141 | 0 | 0.53985 | 34.4475 | 0 | 0 | 0 | 0 | 0 | 0 | 0 | 0 | 0 | 0 | 0.53985 | 0 | 0 | 0
2142 | 0 | 0.55954 | 33.6562 | 0 | 0 | 0 | 0 | 0 | 0 | 0 | 0 | 0 | 0 | 0.55954 | 0 | 0 | 0
2143 | 0 | 0.21487 | 33.3524 | 0 | 0 | 0 | 0 | 0 | 0 | 0 | 0 | 0 | 0 | 0.56232 | 0.34745 | 0 | 0
2144 | 0 | 0 | 33.3524 | 0 | 0 | 0 | 0 | 0 | 0 | 0 | 0 | 0 | 0 | 0.55968 | 1.6087 | 0 | 1.0491
2145 | 0 | 0 | 33.3524 | 0 | 0 | 0 | 0 | 0 | 0 | 0 | 0 | 0 | 0 | 0.53734 | 2.9217 | 0 | 2.3843
2146 | 0 | 0 | 33.3524 | 0 | 0 | 0 | 0 | 0 | 0 | 0 | 0 | 0 | 0 | 0.51906 | 3.9007 | 0 | 3.3816
2147 | 4.0509 | 0 | 36.2167 | 0 | 0 | 0 | 0 | 0 | 0 | 0 | 0 | 0 | 0 | 0.50755 | 4.5584 | 0 | 0
2148 | 4.3952 | 0 | 39.3246 | 0 | 0 | 0 | 0 | 0 | 0 | 0 | 0 | 0 | 0 | 0.50359 | 4.8987 | 0 | 0
2149 | 4.3825 | 0 | 42.4235 | 0 | 0 | 0 | 0 | 0 | 0 | 0 | 0 | 0 | 0 | 0.50613 | 4.8887 | 0 | 0
2150 | 0 | 0 | 42.4235 | 0 | 0 | 0 | 0 | 0 | 0 | 0 | 0 | 0 | 0 | 0.52094 | 4.5428 | 0 | 4.0219
2151 | 3.3548 | 0 | 44.7957 | 0 | 0 | 0 | 0 | 0 | 0 | 0 | 0 | 0 | 0 | 0.54593 | 3.9007 | 0 | 0
2152 | 2.3822 | 0 | 46.4801 | 0 | 0 | 0 | 0 | 0 | 0 | 0 | 0 | 0 | 0 | 0.57861 | 2.9608 | 0 | 0
2153 | 0 | 0 | 46.4801 | 0 | 0 | 0 | 0 | 0 | 0 | 0 | 0 | 0 | 0 | 0.62144 | 1.7151 | 0 | 1.0937
2154 | 0 | 0.18626 | 46.2167 | 0 | 0 | 0 | 0 | 0 | 0 | 0 | 0 | 0 | 0 | 0.66476 | 0.4785 | 0 | 0
2155 | 0 | 0.71046 | 45.212 | 0 | 0 | 0 | 0 | 0 | 0 | 0 | 0 | 0 | 0 | 0.71046 | 0 | 0 | 0
2156 | 0 | 0.71059 | 44.2071 | 0 | 0 | 0 | 0 | 0 | 0 | 0 | 0 | 0 | 0 | 0.71059 | 0 | 0 | 0
2157 | 0 | 0.67848 | 43.2475 | 0 | 0 | 0 | 0 | 0 | 0 | 0 | 0 | 0 | 0 | 0.67848 | 0 | 0 | 0
2158 | 0 | 0.63124 | 42.3548 | 0 | 0 | 0 | 0 | 0 | 0 | 0 | 0 | 0 | 0 | 0.63124 | 0 | 0 | 0
2159 | 0 | 0.58713 | 41.5245 | 0 | 0 | 0 | 0 | 0 | 0 | 0 | 0 | 0 | 0 | 0.58713 | 0 | 0 | 0
2160 | 0 | 0.5537 | 40.7415 | 0 | 0 | 0 | 0 | 0 | 0 | 0 | 0 | 0 | 0 | 0.5537 | 0 | 0 | 0
2161 | 0 | 0.53475 | 39.9852 | 0 | 0 | 0 | 0 | 0 | 0 | 0 | 0 | 0 | 0 | 0.53475 | 0 | 0 | 0
2162 | 0 | 0.52329 | 39.2452 | 0 | 0 | 0 | 0 | 0 | 0 | 0 | 0 | 0 | 0 | 0.52329 | 0 | 0 | 0
2163 | 0 | 0.52287 | 38.5057 | 0 | 0 | 0 | 0 | 0 | 0 | 0 | 0 | 0 | 0 | 0.52287 | 0 | 0 | 0
2164 | 0 | 0.53864 | 37.744 | 0 | 0 | 0 | 0 | 0 | 0 | 0 | 0 | 0 | 0 | 0.53864 | 0 | 0 | 0
2165 | 0 | 0.57926 | 36.9248 | 0 | 0 | 0 | 0 | 0 | 0 | 0 | 0 | 0 | 0 | 0.57926 | 0 | 0 | 0
2166 | 0 | 0.6431 | 36.0153 | 0 | 0 | 0 | 0 | 0 | 0 | 0 | 0 | 0 | 0 | 0.6431 | 0 | 0 | 0
2167 | 0 | 0.31918 | 35.5639 | 0 | 0 | 0 | 0 | 0 | 0 | 0 | 0 | 0 | 0 | 0.67498 | 0.3558 | 0 | 0
2168 | 0.91086 | 0 | 36.208 | 0 | 0 | 0 | 0 | 0 | 0 | 0 | 0 | 0 | 0 | 0.67714 | 1.588 | 0 | 0
2169 | 2.2161 | 0 | 37.775 | 0 | 0 | 0 | 0 | 0 | 0 | 0 | 0 | 0 | 0 | 0.66837 | 2.8845 | 0 | 0
2170 | 3.23 | 0 | 40.0589 | 0 | 0 | 0 | 0 | 0 | 0 | 0 | 0 | 0 | 0 | 0.66608 | 3.896 | 0 | 0
2171 | 0 | 0 | 40.0589 | 0 | 0 | 0 | 0 | 0 | 0 | 0 | 0 | 0 | 0 | 0.6607 | 4.5168 | 0 | 3.8561
2172 | 0 | 0 | 40.0589 | 0 | 0 | 0 | 0 | 0 | 0 | 0 | 0 | 0 | 0 | 0.66402 | 4.8166 | 0 | 4.1526
2173 | 4.1419 | 0 | 42.9877 | 0 | 0 | 0 | 0 | 0 | 0 | 0 | 0 | 0 | 0 | 0.67285 | 4.8148 | 0 | 0
2174 | 0 | 0 | 42.9877 | 0 | 0 | 0 | 0 | 0 | 0 | 0 | 0 | 0 | 0 | 0.68174 | 4.5072 | 0 | 3.8255
2175 | 3.1701 | 0 | 45.2293 | 0 | 0 | 0 | 0 | 0 | 0 | 0 | 0 | 0 | 0 | 0.70066 | 3.8708 | 0 | 0
2176 | 2.2309 | 0 | 46.8068 | 0 | 0 | 0 | 0 | 0 | 0 | 0 | 0 | 0 | 0 | 0.71652 | 2.9474 | 0 | 0
2177 | 0.98759 | 0 | 47.5051 | 0 | 0 | 0 | 0 | 0 | 0 | 0 | 0 | 0 | 0 | 0.73321 | 1.7208 | 0 | 0
2178 | 0 | 0.26745 | 47.1269 | 0 | 0 | 0 | 0 | 0 | 0 | 0 | 0 | 0 | 0 | 0.74607 | 0.47863 | 0 | 0
2179 | 0 | 0.77557 | 46.0301 | 0 | 0 | 0 | 0 | 0 | 0 | 0 | 0 | 0 | 0 | 0.77557 | 0 | 0 | 0
2180 | 0 | 0.76737 | 44.9449 | 0 | 0 | 0 | 0 | 0 | 0 | 0 | 0 | 0 | 0 | 0.76737 | 0 | 0 | 0
2181 | 0 | 0.72733 | 43.9163 | 0 | 0 | 0 | 0 | 0 | 0 | 0 | 0 | 0 | 0 | 0.72733 | 0 | 0 | 0
2182 | 0 | 0.67093 | 42.9674 | 0 | 0 | 0 | 0 | 0 | 0 | 0 | 0 | 0 | 0 | 0.67093 | 0 | 0 | 0
2183 | 0 | 0.6218 | 42.0881 | 0 | 0 | 0 | 0 | 0 | 0 | 0 | 0 | 0 | 0 | 0.6218 | 0 | 0 | 0
2184 | 0 | 0.58717 | 41.2577 | 0 | 0 | 0 | 0 | 0 | 0 | 0 | 0 | 0 | 0 | 0.58717 | 0 | 0 | 0
2185 | 0 | 0.56101 | 40.4643 | 0 | 0 | 0 | 0 | 0 | 0 | 0 | 0 | 0 | 0 | 0.56101 | 0 | 0 | 0
2186 | 0 | 0.54698 | 39.6907 | 0 | 0 | 0 | 0 | 0 | 0 | 0 | 0 | 0 | 0 | 0.54698 | 0 | 0 | 0
2187 | 0 | 0.5435 | 38.9221 | 0 | 0 | 0 | 0 | 0 | 0 | 0 | 0 | 0 | 0 | 0.5435 | 0 | 0 | 0
2188 | 0 | 0.55844 | 38.1324 | 0 | 0 | 0 | 0 | 0 | 0 | 0 | 0 | 0 | 0 | 0.55844 | 0 | 0 | 0
2189 | 0 | 0.59591 | 37.2896 | 0 | 0 | 0 | 0 | 0 | 0 | 0 | 0 | 0 | 0 | 0.59591 | 0 | 0 | 0
2190 | 0 | 0.66002 | 36.3562 | 0 | 0 | 0 | 0 | 0 | 0 | 0 | 0 | 0 | 0 | 0.66002 | 0 | 0 | 0
2191 | 0 | 0.3279 | 35.8925 | 0 | 0 | 0 | 0 | 0 | 0 | 0 | 0 | 0 | 0 | 0.68935 | 0.36145 | 0 | 0
2192 | 0.88225 | 0 | 36.5163 | 0 | 0 | 0 | 0 | 0 | 0 | 0 | 0 | 0 | 0 | 0.6836 | 1.5658 | 0 | 0
2193 | 2.0653 | 0 | 37.9767 | 0 | 0 | 0 | 0 | 0 | 0 | 0 | 0 | 0 | 0 | 0.67718 | 2.7424 | 0 | 0
2194 | 0 | 0 | 37.9767 | 0 | 0 | 0 | 0 | 0 | 0 | 0 | 0 | 0 | 0 | 0.66429 | 3.5966 | 0 | 2.9323
2195 | 3.5537 | 0 | 40.4896 | 0 | 0 | 0 | 0 | 0 | 0 | 0 | 0 | 0 | 0 | 0.65694 | 4.2107 | 0 | 0
2196 | 0 | 0 | 40.4896 | 0 | 0 | 0 | 0 | 0 | 0 | 0 | 0 | 0 | 0 | 0.6482 | 4.4915 | 0 | 3.8433
2197 | 3.8554 | 0 | 43.2158 | 0 | 0 | 0 | 0 | 0 | 0 | 0 | 0 | 0 | 0 | 0.64256 | 4.498 | 0 | 0
2198 | 3.6079 | 0 | 45.7669 | 0 | 0 | 0 | 0 | 0 | 0 | 0 | 0 | 0 | 0 | 0.64458 | 4.2524 | 0 | 0
2199 | 0 | 0 | 45.7669 | 0 | 0 | 0 | 0 | 0 | 0 | 0 | 0 | 0 | 0 | 0.65189 | 3.6896 | 0 | 3.0378
2200 | 2.125 | 0 | 47.2696 | 0 | 0 | 0 | 0 | 0 | 0 | 0 | 0 | 0 | 0 | 0.66785 | 2.7929 | 0 | 0
2201 | 0.94536 | 0 | 47.938 | 0 | 0 | 0 | 0 | 0 | 0 | 0 | 0 | 0 | 0 | 0.68554 | 1.6309 | 0 | 0
2202 | 0 | 0.24572 | 47.5905 | 0 | 0 | 0 | 0 | 0 | 0 | 0 | 0 | 0 | 0 | 0.71382 | 0.4681 | 0 | 0
2203 | 0 | 0.75469 | 46.5232 | 0 | 0 | 0 | 0 | 0 | 0 | 0 | 0 | 0 | 0 | 0.75469 | 0 | 0 | 0
2204 | 0 | 0.75484 | 45.4557 | 0 | 0 | 0 | 0 | 0 | 0 | 0 | 0 | 0 | 0 | 0.75484 | 0 | 0 | 0
2205 | 0 | 0.71761 | 44.4409 | 0 | 0 | 0 | 0 | 0 | 0 | 0 | 0 | 0 | 0 | 0.71761 | 0 | 0 | 0
2206 | 0 | 0.66292 | 43.5034 | 0 | 0 | 0 | 0 | 0 | 0 | 0 | 0 | 0 | 0 | 0.66292 | 0 | 0 | 0
2207 | 0 | 0.62289 | 42.6225 | 0 | 0 | 0 | 0 | 0 | 0 | 0 | 0 | 0 | 0 | 0.62289 | 0 | 0 | 0
2208 | 0 | 0.58168 | 41.7998 | 0 | 0 | 0 | 0 | 0 | 0 | 0 | 0 | 0 | 0 | 0.58168 | 0 | 0 | 0
2209 | 0 | 0.55301 | 41.0178 | 0 | 0 | 0 | 0 | 0 | 0 | 0 | 0 | 0 | 0 | 0.55301 | 0 | 0 | 0
2210 | 0 | 0.5431 | 40.2497 | 0 | 0 | 0 | 0 | 0 | 0 | 0 | 0 | 0 | 0 | 0.5431 | 0 | 0 | 0
2211 | 0 | 0.53816 | 39.4886 | 0 | 0 | 0 | 0 | 0 | 0 | 0 | 0 | 0 | 0 | 0.53816 | 0 | 0 | 0
2212 | 0 | 0.55368 | 38.7056 | 0 | 0 | 0 | 0 | 0 | 0 | 0 | 0 | 0 | 0 | 0.55368 | 0 | 0 | 0
2213 | 0 | 0.59226 | 37.868 | 0 | 0 | 0 | 0 | 0 | 0 | 0 | 0 | 0 | 0 | 0.59226 | 0 | 0 | 0
2214 | 0 | 0.65785 | 36.9377 | 0 | 0 | 0 | 0 | 0 | 0 | 0 | 0 | 0 | 0 | 0.65785 | 0 | 0 | 0
2215 | 0 | 0.30384 | 36.508 | 0 | 0 | 0 | 0 | 0 | 0 | 0 | 0 | 0 | 0 | 0.68479 | 0.38095 | 0 | 0
2216 | 0 | 0 | 36.508 | 0 | 0 | 0 | 0 | 0 | 0 | 0 | 0 | 0 | 0 | 0.69221 | 1.5401 | 0 | 0.84789
2217 | 0 | 0 | 36.508 | 0 | 0 | 0 | 0 | 0 | 0 | 0 | 0 | 0 | 0 | 0.68794 | 2.7548 | 0 | 2.0669
2218 | 3.0346 | 0 | 38.6538 | 0 | 0 | 0 | 0 | 0 | 0 | 0 | 0 | 0 | 0 | 0.67576 | 3.7104 | 0 | 0
2219 | 0 | 0 | 38.6538 | 0 | 0 | 0 | 0 | 0 | 0 | 0 | 0 | 0 | 0 | 0.6665 | 4.2991 | 0 | 3.6326
2220 | 3.646 | 0 | 41.2318 | 0 | 0 | 0 | 0 | 0 | 0 | 0 | 0 | 0 | 0 | 0.65879 | 4.3048 | 0 | 0
2221 | 3.9807 | 0 | 44.0466 | 0 | 0 | 0 | 0 | 0 | 0 | 0 | 0 | 0 | 0 | 0.65365 | 4.6344 | 0 | 0
2222 | 3.1552 | 0 | 46.2777 | 0 | 0 | 0 | 0 | 0 | 0 | 0 | 0 | 0 | 0 | 0.64841 | 3.8036 | 0 | 0
2223 | 2.412 | 0 | 47.9833 | 0 | 0 | 0 | 0 | 0 | 0 | 0 | 0 | 0 | 0 | 0.64971 | 3.0617 | 0 | 0
2224 | 0 | 0 | 47.9833 | 0 | 0 | 0 | 0 | 0 | 0 | 0 | 0 | 0 | 0 | 0.6571 | 2.1363 | 0 | 1.4792
2225 | 0.42025 | 0 | 48.2804 | 0 | 0 | 0 | 0 | 0 | 0 | 0 | 0 | 0 | 0 | 0.6822 | 1.1024 | 0 | 0
2226 | 0 | 0.34036 | 47.7991 | 0 | 0 | 0 | 0 | 0 | 0 | 0 | 0 | 0 | 0 | 0.70426 | 0.3639 | 0 | 0
2227 | 0 | 0.74938 | 46.7393 | 0 | 0 | 0 | 0 | 0 | 0 | 0 | 0 | 0 | 0 | 0.74938 | 0 | 0 | 0
2228 | 0 | 0.75064 | 45.6777 | 0 | 0 | 0 | 0 | 0 | 0 | 0 | 0 | 0 | 0 | 0.75064 | 0 | 0 | 0
2229 | 0 | 0.71748 | 44.6631 | 0 | 0 | 0 | 0 | 0 | 0 | 0 | 0 | 0 | 0 | 0.71748 | 0 | 0 | 0
2230 | 0 | 0.66507 | 43.7225 | 0 | 0 | 0 | 0 | 0 | 0 | 0 | 0 | 0 | 0 | 0.66507 | 0 | 0 | 0
2231 | 0 | 0.61627 | 42.851 | 0 | 0 | 0 | 0 | 0 | 0 | 0 | 0 | 0 | 0 | 0.61627 | 0 | 0 | 0
2232 | 0 | 0.585 | 42.0237 | 0 | 0 | 0 | 0 | 0 | 0 | 0 | 0 | 0 | 0 | 0.585 | 0 | 0 | 0
2233 | 0 | 0.56354 | 41.2267 | 0 | 0 | 0 | 0 | 0 | 0 | 0 | 0 | 0 | 0 | 0.56354 | 0 | 0 | 0
2234 | 0 | 0.55353 | 40.4439 | 0 | 0 | 0 | 0 | 0 | 0 | 0 | 0 | 0 | 0 | 0.55353 | 0 | 0 | 0
2235 | 0 | 0.54924 | 39.6671 | 0 | 0 | 0 | 0 | 0 | 0 | 0 | 0 | 0 | 0 | 0.54924 | 0 | 0 | 0
2236 | 0 | 0.56147 | 38.8731 | 0 | 0 | 0 | 0 | 0 | 0 | 0 | 0 | 0 | 0 | 0.56147 | 0 | 0 | 0
2237 | 0 | 0.59995 | 38.0246 | 0 | 0 | 0 | 0 | 0 | 0 | 0 | 0 | 0 | 0 | 0.59995 | 0 | 0 | 0
2238 | 0 | 0.66216 | 37.0882 | 0 | 0 | 0 | 0 | 0 | 0 | 0 | 0 | 0 | 0 | 0.66216 | 0 | 0 | 0
2239 | 0 | 0.29435 | 36.6719 | 0 | 0 | 0 | 0 | 0 | 0 | 0 | 0 | 0 | 0 | 0.69465 | 0.4003 | 0 | 0
2240 | 0 | 0 | 36.6719 | 0 | 0 | 0 | 0 | 0 | 0 | 0 | 0 | 0 | 0 | 0.70999 | 1.6333 | 0 | 0.92331
2241 | 0 | 0 | 36.6719 | 0 | 0 | 0 | 0 | 0 | 0 | 0 | 0 | 0 | 0 | 0.70222 | 2.9144 | 0 | 2.2122
2242 | 3.1838 | 0 | 38.9232 | 0 | 0 | 0 | 0 | 0 | 0 | 0 | 0 | 0 | 0 | 0.69465 | 3.8784 | 0 | 0
2243 | 0 | 0 | 38.9232 | 0 | 0 | 0 | 0 | 0 | 0 | 0 | 0 | 0 | 0 | 0.67863 | 4.5183 | 0 | 3.8397
2244 | 4.1634 | 0 | 41.8672 | 0 | 0 | 0 | 0 | 0 | 0 | 0 | 0 | 0 | 0 | 0.65464 | 4.8181 | 0 | 0
2245 | 4.1546 | 0 | 44.8049 | 0 | 0 | 0 | 0 | 0 | 0 | 0 | 0 | 0 | 0 | 0.64888 | 4.8034 | 0 | 0
2246 | 3.8468 | 0 | 47.525 | 0 | 0 | 0 | 0 | 0 | 0 | 0 | 0 | 0 | 0 | 0.64079 | 4.4875 | 0 | 0
2247 | 3.2184 | 0 | 49.8008 | 0 | 0 | 0 | 0 | 0 | 0 | 0 | 0 | 0 | 0 | 0.64934 | 3.8678 | 0 | 0
2248 | 2.2712 | 0 | 51.4068 | 0 | 0 | 0 | 0 | 0 | 0 | 0 | 0 | 0 | 0 | 0.66756 | 2.9388 | 0 | 0
2249 | 1.0396 | 0 | 52.1419 | 0 | 0 | 0 | 0 | 0 | 0 | 0 | 0 | 0 | 0 | 0.67944 | 1.719 | 0 | 0
2250 | 0 | 0.21215 | 51.8418 | 0 | 0 | 0 | 0 | 0 | 0 | 0 | 0 | 0 | 0 | 0.7054 | 0.49325 | 0 | 0
2251 | 0 | 0.74768 | 50.7844 | 0 | 0 | 0 | 0 | 0 | 0 | 0 | 0 | 0 | 0 | 0.74768 | 0 | 0 | 0
2252 | 0 | 0.74532 | 49.7304 | 0 | 0 | 0 | 0 | 0 | 0 | 0 | 0 | 0 | 0 | 0.74532 | 0 | 0 | 0
2253 | 0 | 0.71169 | 48.7239 | 0 | 0 | 0 | 0 | 0 | 0 | 0 | 0 | 0 | 0 | 0.71169 | 0 | 0 | 0
2254 | 0 | 0.65932 | 47.7915 | 0 | 0 | 0 | 0 | 0 | 0 | 0 | 0 | 0 | 0 | 0.65932 | 0 | 0 | 0
2255 | 0 | 0.6112 | 46.9271 | 0 | 0 | 0 | 0 | 0 | 0 | 0 | 0 | 0 | 0 | 0.6112 | 0 | 0 | 0
2256 | 0 | 0.57557 | 46.1132 | 0 | 0 | 0 | 0 | 0 | 0 | 0 | 0 | 0 | 0 | 0.57557 | 0 | 0 | 0
2257 | 0 | 0.54902 | 45.3367 | 0 | 0 | 0 | 0 | 0 | 0 | 0 | 0 | 0 | 0 | 0.54902 | 0 | 0 | 0
2258 | 0 | 0.53788 | 44.576 | 0 | 0 | 0 | 0 | 0 | 0 | 0 | 0 | 0 | 0 | 0.53788 | 0 | 0 | 0
2259 | 0 | 0.53725 | 43.8163 | 0 | 0 | 0 | 0 | 0 | 0 | 0 | 0 | 0 | 0 | 0.53725 | 0 | 0 | 0
2260 | 0 | 0.55072 | 43.0374 | 0 | 0 | 0 | 0 | 0 | 0 | 0 | 0 | 0 | 0 | 0.55072 | 0 | 0 | 0
2261 | 0 | 0.58837 | 42.2053 | 0 | 0 | 0 | 0 | 0 | 0 | 0 | 0 | 0 | 0 | 0.58837 | 0 | 0 | 0
2262 | 0 | 0.65101 | 41.2847 | 0 | 0 | 0 | 0 | 0 | 0 | 0 | 0 | 0 | 0 | 0.65101 | 0 | 0 | 0
2263 | 0 | 0.26739 | 40.9065 | 0 | 0 | 0 | 0 | 0 | 0 | 0 | 0 | 0 | 0 | 0.67781 | 0.41042 | 0 | 0
2264 | 0 | 0 | 40.9065 | 0 | 0 | 0 | 0 | 0 | 0 | 0 | 0 | 0 | 0 | 0.67797 | 1.6966 | 0 | 1.0186
2265 | 2.3011 | 0 | 42.5337 | 0 | 0 | 0 | 0 | 0 | 0 | 0 | 0 | 0 | 0 | 0.6927 | 2.9939 | 0 | 0
2266 | 3.2519 | 0 | 44.8331 | 0 | 0 | 0 | 0 | 0 | 0 | 0 | 0 | 0 | 0 | 0.7044 | 3.9563 | 0 | 0
2267 | 3.8844 | 0 | 47.5798 | 0 | 0 | 0 | 0 | 0 | 0 | 0 | 0 | 0 | 0 | 0.70364 | 4.588 | 0 | 0
2268 | 0 | 0 | 47.5798 | 0 | 0 | 0 | 0 | 0 | 0 | 0 | 0 | 0 | 0 | 0.68575 | 4.8745 | 0 | 4.1887
2269 | 4.1821 | 0 | 50.537 | 0 | 0 | 0 | 0 | 0 | 0 | 0 | 0 | 0 | 0 | 0.67642 | 4.8585 | 0 | 0
2270 | 3.8541 | 0 | 53.2623 | 0 | 0 | 0 | 0 | 0 | 0 | 0 | 0 | 0 | 0 | 0.65712 | 4.5113 | 0 | 0
2271 | 3.2486 | 0 | 55.5594 | 0 | 0 | 0 | 0 | 0 | 0 | 0 | 0 | 0 | 0 | 0.64495 | 3.8935 | 0 | 0
2272 | 2.3165 | 0 | 57.1974 | 0 | 0 | 0 | 0 | 0 | 0 | 0 | 0 | 0 | 0 | 0.64587 | 2.9623 | 0 | 0
2273 | 1.088 | 0 | 57.9667 | 0 | 0 | 0 | 0 | 0 | 0 | 0 | 0 | 0 | 0 | 0.65867 | 1.7467 | 0 | 0
2274 | 0 | 0.18903 | 57.6994 | 0 | 0 | 0 | 0 | 0 | 0 | 0 | 0 | 0 | 0 | 0.684 | 0.49497 | 0 | 0
2275 | 0 | 0.72338 | 56.6763 | 0 | 0 | 0 | 0 | 0 | 0 | 0 | 0 | 0 | 0 | 0.72338 | 0 | 0 | 0
2276 | 0 | 0.72599 | 55.6496 | 0 | 0 | 0 | 0 | 0 | 0 | 0 | 0 | 0 | 0 | 0.72599 | 0 | 0 | 0
2277 | 0 | 0.69888 | 54.6613 | 0 | 0 | 0 | 0 | 0 | 0 | 0 | 0 | 0 | 0 | 0.69888 | 0 | 0 | 0
2278 | 0 | 0.65522 | 53.7346 | 0 | 0 | 0 | 0 | 0 | 0 | 0 | 0 | 0 | 0 | 0.65522 | 0 | 0 | 0
2279 | 0 | 0.61326 | 52.8674 | 0 | 0 | 0 | 0 | 0 | 0 | 0 | 0 | 0 | 0 | 0.61326 | 0 | 0 | 0
2280 | 0 | 0.58028 | 52.0467 | 0 | 0 | 0 | 0 | 0 | 0 | 0 | 0 | 0 | 0 | 0.58028 | 0 | 0 | 0
2281 | 0 | 0.55547 | 51.2612 | 0 | 0 | 0 | 0 | 0 | 0 | 0 | 0 | 0 | 0 | 0.55547 | 0 | 0 | 0
2282 | 0 | 0.53873 | 50.4993 | 0 | 0 | 0 | 0 | 0 | 0 | 0 | 0 | 0 | 0 | 0.53873 | 0 | 0 | 0
2283 | 0 | 0.53056 | 49.749 | 0 | 0 | 0 | 0 | 0 | 0 | 0 | 0 | 0 | 0 | 0.53056 | 0 | 0 | 0
2284 | 0 | 0.53342 | 48.9946 | 0 | 0 | 0 | 0 | 0 | 0 | 0 | 0 | 0 | 0 | 0.53342 | 0 | 0 | 0
2285 | 0 | 0.5476 | 48.2202 | 0 | 0 | 0 | 0 | 0 | 0 | 0 | 0 | 0 | 0 | 0.5476 | 0 | 0 | 0
2286 | 0 | 0.5745 | 47.4077 | 0 | 0 | 0 | 0 | 0 | 0 | 0 | 0 | 0 | 0 | 0.5745 | 0 | 0 | 0
2287 | 0 | 0.16631 | 47.1725 | 0 | 0 | 0 | 0 | 0 | 0 | 0 | 0 | 0 | 0 | 0.58398 | 0.41768 | 0 | 0
2288 | 0 | 0 | 47.1725 | 0 | 0 | 0 | 0 | 0 | 0 | 0 | 0 | 0 | 0 | 0.59535 | 1.2952 | 0 | 0.69985
2289 | 2.0288 | 0 | 48.6071 | 0 | 0 | 0 | 0 | 0 | 0 | 0 | 0 | 0 | 0 | 0.59554 | 2.6243 | 0 | 0
2290 | 2.784 | 0 | 50.5757 | 0 | 0 | 0 | 0 | 0 | 0 | 0 | 0 | 0 | 0 | 0.57796 | 3.362 | 0 | 0
2291 | 3.0199 | 0 | 52.711 | 0 | 0 | 0 | 0 | 0 | 0 | 0 | 0 | 0 | 0 | 0.55614 | 3.576 | 0 | 0
2292 | 3.5328 | 0 | 55.2091 | 0 | 0 | 0 | 0 | 0 | 0 | 0 | 0 | 0 | 0 | 0.54119 | 4.074 | 0 | 0
2293 | 3.5431 | 0 | 57.7144 | 0 | 0 | 0 | 0 | 0 | 0 | 0 | 0 | 0 | 0 | 0.52836 | 4.0714 | 0 | 0
2294 | 3.0701 | 0 | 59.8853 | 0 | 0 | 0 | 0 | 0 | 0 | 0 | 0 | 0 | 0 | 0.52631 | 3.5964 | 0 | 0
2295 | 2.6676 | 0 | 61.7716 | 0 | 0 | 0 | 0 | 0 | 0 | 0 | 0 | 0 | 0 | 0.54483 | 3.2124 | 0 | 0
2296 | 1.9833 | 0 | 63.174 | 0 | 0 | 0 | 0 | 0 | 0 | 0 | 0 | 0 | 0 | 0.57277 | 2.5561 | 0 | 0
2297 | 0.92412 | 0 | 63.8275 | 0 | 0 | 0 | 0 | 0 | 0 | 0 | 0 | 0 | 0 | 0.60263 | 1.5268 | 0 | 0
2298 | 0 | 0.18285 | 63.5689 | 0 | 0 | 0 | 0 | 0 | 0 | 0 | 0 | 0 | 0 | 0.64472 | 0.46187 | 0 | 0
2299 | 0 | 0.69081 | 62.5919 | 0 | 0 | 0 | 0 | 0 | 0 | 0 | 0 | 0 | 0 | 0.69081 | 0 | 0 | 0
2300 | 0 | 0.69935 | 61.6029 | 0 | 0 | 0 | 0 | 0 | 0 | 0 | 0 | 0 | 0 | 0.69935 | 0 | 0 | 0
2301 | 0 | 0.67528 | 60.6479 | 0 | 0 | 0 | 0 | 0 | 0 | 0 | 0 | 0 | 0 | 0.67528 | 0 | 0 | 0
2302 | 0 | 0.6378 | 59.7459 | 0 | 0 | 0 | 0 | 0 | 0 | 0 | 0 | 0 | 0 | 0.6378 | 0 | 0 | 0
2303 | 0 | 0.59794 | 58.9003 | 0 | 0 | 0 | 0 | 0 | 0 | 0 | 0 | 0 | 0 | 0.59794 | 0 | 0 | 0
2304 | 0 | 0.56412 | 58.1025 | 0 | 0 | 0 | 0 | 0 | 0 | 0 | 0 | 0 | 0 | 0.56412 | 0 | 0 | 0
2305 | 0 | 0.54124 | 57.3371 | 0 | 0 | 0 | 0 | 0 | 0 | 0 | 0 | 0 | 0 | 0.54124 | 0 | 0 | 0
2306 | 0 | 0.52558 | 56.5938 | 0 | 0 | 0 | 0 | 0 | 0 | 0 | 0 | 0 | 0 | 0.52558 | 0 | 0 | 0
2307 | 0 | 0.51653 | 55.8633 | 0 | 0 | 0 | 0 | 0 | 0 | 0 | 0 | 0 | 0 | 0.51653 | 0 | 0 | 0
2308 | 0 | 0.51867 | 55.1298 | 0 | 0 | 0 | 0 | 0 | 0 | 0 | 0 | 0 | 0 | 0.51867 | 0 | 0 | 0
2309 | 0 | 0.52678 | 54.3848 | 0 | 0 | 0 | 0 | 0 | 0 | 0 | 0 | 0 | 0 | 0.52678 | 0 | 0 | 0
2310 | 0 | 0.54317 | 53.6167 | 0 | 0 | 0 | 0 | 0 | 0 | 0 | 0 | 0 | 0 | 0.54317 | 0 | 0 | 0
2311 | 0 | 0.19229 | 53.3447 | 0 | 0 | 0 | 0 | 0 | 0 | 0 | 0 | 0 | 0 | 0.55189 | 0.3596 | 0 | 0
2312 | 0.64868 | 0 | 53.8034 | 0 | 0 | 0 | 0 | 0 | 0 | 0 | 0 | 0 | 0 | 0.55032 | 1.199 | 0 | 0
2313 | 0 | 0 | 53.8034 | 0 | 0 | 0 | 0 | 0 | 0 | 0 | 0 | 0 | 0 | 0.53869 | 1.7317 | 0 | 1.193
2314 | 1.8272 | 0 | 55.0954 | 0 | 0 | 0 | 0 | 0 | 0 | 0 | 0 | 0 | 0 | 0.53021 | 2.3574 | 0 | 0
2315 | 2.7536 | 0 | 57.0425 | 0 | 0 | 0 | 0 | 0 | 0 | 0 | 0 | 0 | 0 | 0.51672 | 3.2704 | 0 | 0
2316 | 2.0307 | 0 | 58.4784 | 0 | 0 | 0 | 0 | 0 | 0 | 0 | 0 | 0 | 0 | 0.51705 | 2.5477 | 0 | 0
2317 | 3.0043 | 0 | 60.6028 | 0 | 0 | 0 | 0 | 0 | 0 | 0 | 0 | 0 | 0 | 0.51938 | 3.5236 | 0 | 0
2318 | 2.7362 | 0 | 62.5375 | 0 | 0 | 0 | 0 | 0 | 0 | 0 | 0 | 0 | 0 | 0.53102 | 3.2672 | 0 | 0
2319 | 0 | 0 | 62.5375 | 0 | 0 | 0 | 0 | 0 | 0 | 0 | 0 | 0 | 0 | 0.55851 | 2.2612 | 0 | 1.7026
2320 | 1.3596 | 0 | 63.4989 | 0 | 0 | 0 | 0 | 0 | 0 | 0 | 0 | 0 | 0 | 0.58984 | 1.9494 | 0 | 0
2321 | 0.45344 | 0 | 63.8195 | 0 | 0 | 0 | 0 | 0 | 0 | 0 | 0 | 0 | 0 | 0.63391 | 1.0874 | 0 | 0
2322 | 0 | 0.30819 | 63.3837 | 0 | 0 | 0 | 0 | 0 | 0 | 0 | 0 | 0 | 0 | 0.67786 | 0.36967 | 0 | 0
2323 | 0 | 0.7221 | 62.3625 | 0 | 0 | 0 | 0 | 0 | 0 | 0 | 0 | 0 | 0 | 0.7221 | 0 | 0 | 0
2324 | 0 | 0.72869 | 61.3319 | 0 | 0 | 0 | 0 | 0 | 0 | 0 | 0 | 0 | 0 | 0.72869 | 0 | 0 | 0
2325 | 0 | 0.69196 | 60.3534 | 0 | 0 | 0 | 0 | 0 | 0 | 0 | 0 | 0 | 0 | 0.69196 | 0 | 0 | 0
2326 | 0 | 0.64171 | 59.4459 | 0 | 0 | 0 | 0 | 0 | 0 | 0 | 0 | 0 | 0 | 0.64171 | 0 | 0 | 0
2327 | 0 | 0.59644 | 58.6024 | 0 | 0 | 0 | 0 | 0 | 0 | 0 | 0 | 0 | 0 | 0.59644 | 0 | 0 | 0
2328 | 0 | 0.55895 | 57.8119 | 0 | 0 | 0 | 0 | 0 | 0 | 0 | 0 | 0 | 0 | 0.55895 | 0 | 0 | 0
2329 | 0 | 0.536 | 57.0539 | 0 | 0 | 0 | 0 | 0 | 0 | 0 | 0 | 0 | 0 | 0.536 | 0 | 0 | 0
2330 | 0 | 0.52553 | 56.3106 | 0 | 0 | 0 | 0 | 0 | 0 | 0 | 0 | 0 | 0 | 0.52553 | 0 | 0 | 0
2331 | 0 | 0.52249 | 55.5717 | 0 | 0 | 0 | 0 | 0 | 0 | 0 | 0 | 0 | 0 | 0.52249 | 0 | 0 | 0
2332 | 0 | 0.53827 | 54.8105 | 0 | 0 | 0 | 0 | 0 | 0 | 0 | 0 | 0 | 0 | 0.53827 | 0 | 0 | 0
2333 | 0 | 0.57808 | 53.993 | 0 | 0 | 0 | 0 | 0 | 0 | 0 | 0 | 0 | 0 | 0.57808 | 0 | 0 | 0
2334 | 0 | 0.63989 | 53.088 | 0 | 0 | 0 | 0 | 0 | 0 | 0 | 0 | 0 | 0 | 0.63989 | 0 | 0 | 0
2335 | 0 | 0.43108 | 52.4784 | 0 | 0 | 0 | 0 | 0 | 0 | 0 | 0 | 0 | 0 | 0.66876 | 0.23767 | 0 | 0
2336 | 0 | 0 | 52.4784 | 0 | 0 | 0 | 0 | 0 | 0 | 0 | 0 | 0 | 0 | 0.67517 | 0.7364 | 0 | 0.061229
2337 | 1.5654 | 0 | 53.5852 | 0 | 0 | 0 | 0 | 0 | 0 | 0 | 0 | 0 | 0 | 0.66995 | 2.2353 | 0 | 0
2338 | 0 | 0 | 53.5852 | 0 | 0 | 0 | 0 | 0 | 0 | 0 | 0 | 0 | 0 | 0.67246 | 1.3324 | 0 | 0.65999
2339 | 2.5598 | 0 | 55.3953 | 0 | 0 | 0 | 0 | 0 | 0 | 0 | 0 | 0 | 0 | 0.67751 | 3.2373 | 0 | 0
2340 | 1.6386 | 0 | 56.5539 | 0 | 0 | 0 | 0 | 0 | 0 | 0 | 0 | 0 | 0 | 0.69322 | 2.3318 | 0 | 0
2341 | 2.9915 | 0 | 58.6692 | 0 | 0 | 0 | 0 | 0 | 0 | 0 | 0 | 0 | 0 | 0.70936 | 3.7008 | 0 | 0
2342 | 2.7952 | 0 | 60.6457 | 0 | 0 | 0 | 0 | 0 | 0 | 0 | 0 | 0 | 0 | 0.72714 | 3.5223 | 0 | 0
2343 | 0 | 0 | 60.6457 | 0 | 0 | 0 | 0 | 0 | 0 | 0 | 0 | 0 | 0 | 0.72982 | 2.0299 | 0 | 1.3001
2344 | 0 | 0 | 60.6457 | 0 | 0 | 0 | 0 | 0 | 0 | 0 | 0 | 0 | 0 | 0.74262 | 0.79315 | 0 | 0.050529
2345 | 0 | 0.27697 | 60.254 | 0 | 0 | 0 | 0 | 0 | 0 | 0 | 0 | 0 | 0 | 0.76145 | 0.48447 | 0 | 0
2346 | 0 | 0.59893 | 59.407 | 0 | 0 | 0 | 0 | 0 | 0 | 0 | 0 | 0 | 0 | 0.76975 | 0.17083 | 0 | 0
2347 | 0 | 0.79334 | 58.2851 | 0 | 0 | 0 | 0 | 0 | 0 | 0 | 0 | 0 | 0 | 0.79334 | 0 | 0 | 0
2348 | 0 | 0.79083 | 57.1667 | 0 | 0 | 0 | 0 | 0 | 0 | 0 | 0 | 0 | 0 | 0.79083 | 0 | 0 | 0
2349 | 0 | 0.74908 | 56.1073 | 0 | 0 | 0 | 0 | 0 | 0 | 0 | 0 | 0 | 0 | 0.74908 | 0 | 0 | 0
2350 | 0 | 0.68763 | 55.1349 | 0 | 0 | 0 | 0 | 0 | 0 | 0 | 0 | 0 | 0 | 0.68763 | 0 | 0 | 0
2351 | 0 | 0.63377 | 54.2386 | 0 | 0 | 0 | 0 | 0 | 0 | 0 | 0 | 0 | 0 | 0.63377 | 0 | 0 | 0
2352 | 0 | 0.59681 | 53.3946 | 0 | 0 | 0 | 0 | 0 | 0 | 0 | 0 | 0 | 0 | 0.59681 | 0 | 0 | 0
2353 | 0 | 0.57081 | 52.5873 | 0 | 0 | 0 | 0 | 0 | 0 | 0 | 0 | 0 | 0 | 0.57081 | 0 | 0 | 0
2354 | 0 | 0.55492 | 51.8025 | 0 | 0 | 0 | 0 | 0 | 0 | 0 | 0 | 0 | 0 | 0.55492 | 0 | 0 | 0
2355 | 0 | 0.54746 | 51.0283 | 0 | 0 | 0 | 0 | 0 | 0 | 0 | 0 | 0 | 0 | 0.54746 | 0 | 0 | 0
2356 | 0 | 0.55989 | 50.2365 | 0 | 0 | 0 | 0 | 0 | 0 | 0 | 0 | 0 | 0 | 0.55989 | 0 | 0 | 0
2357 | 0 | 0.59541 | 49.3945 | 0 | 0 | 0 | 0 | 0 | 0 | 0 | 0 | 0 | 0 | 0.59541 | 0 | 0 | 0
2358 | 0 | 0.64983 | 48.4755 | 0 | 0 | 0 | 0 | 0 | 0 | 0 | 0 | 0 | 0 | 0.64983 | 0 | 0 | 0
2359 | 0 | 0.3398 | 47.9949 | 0 | 0 | 0 | 0 | 0 | 0 | 0 | 0 | 0 | 0 | 0.66798 | 0.32817 | 0 | 0
2360 | 0 | 0 | 47.9949 | 0 | 0 | 0 | 0 | 0 | 0 | 0 | 0 | 0 | 0 | 0.65536 | 1.0076 | 0 | 0.35224
2361 | 0 | 0 | 47.9949 | 0 | 0 | 0 | 0 | 0 | 0 | 0 | 0 | 0 | 0 | 0.64941 | 1.467 | 0 | 0.81764
2362 | 0.79844 | 0 | 48.5595 | 0 | 0 | 0 | 0 | 0 | 0 | 0 | 0 | 0 | 0 | 0.63275 | 1.4312 | 0 | 0
2363 | 1.2483 | 0 | 49.4422 | 0 | 0 | 0 | 0 | 0 | 0 | 0 | 0 | 0 | 0 | 0.62285 | 1.8712 | 0 | 0
2364 | 1.7985 | 0 | 50.7139 | 0 | 0 | 0 | 0 | 0 | 0 | 0 | 0 | 0 | 0 | 0.61634 | 2.4148 | 0 | 0
2365 | 2.4121 | 0 | 52.4195 | 0 | 0 | 0 | 0 | 0 | 0 | 0 | 0 | 0 | 0 | 0.61981 | 3.032 | 0 | 0
2366 | 1.4121 | 0 | 53.418 | 0 | 0 | 0 | 0 | 0 | 0 | 0 | 0 | 0 | 0 | 0.62144 | 2.0335 | 0 | 0
2367 | 1.0655 | 0 | 54.1714 | 0 | 0 | 0 | 0 | 0 | 0 | 0 | 0 | 0 | 0 | 0.63197 | 1.6974 | 0 | 0
2368 | 0.74464 | 0 | 54.698 | 0 | 0 | 0 | 0 | 0 | 0 | 0 | 0 | 0 | 0 | 0.64711 | 1.3918 | 0 | 0
2369 | 0 | 0 | 54.698 | 0 | 0 | 0 | 0 | 0 | 0 | 0 | 0 | 0 | 0 | 0.67429 | 1.0512 | 0 | 0.37686
2370 | 0 | 0.31949 | 54.2461 | 0 | 0 | 0 | 0 | 0 | 0 | 0 | 0 | 0 | 0 | 0.69204 | 0.37255 | 0 | 0
2371 | 0 | 0.73699 | 53.2039 | 0 | 0 | 0 | 0 | 0 | 0 | 0 | 0 | 0 | 0 | 0.73699 | 0 | 0 | 0
2372 | 0 | 0.74883 | 52.1449 | 0 | 0 | 0 | 0 | 0 | 0 | 0 | 0 | 0 | 0 | 0.74883 | 0 | 0 | 0
2373 | 0 | 0.71666 | 51.1314 | 0 | 0 | 0 | 0 | 0 | 0 | 0 | 0 | 0 | 0 | 0.71666 | 0 | 0 | 0
2374 | 0 | 0.65905 | 50.1993 | 0 | 0 | 0 | 0 | 0 | 0 | 0 | 0 | 0 | 0 | 0.65905 | 0 | 0 | 0
2375 | 0 | 0.61179 | 49.3341 | 0 | 0 | 0 | 0 | 0 | 0 | 0 | 0 | 0 | 0 | 0.61179 | 0 | 0 | 0
2376 | 0 | 0.57548 | 48.5203 | 0 | 0 | 0 | 0 | 0 | 0 | 0 | 0 | 0 | 0 | 0.57548 | 0 | 0 | 0
2377 | 0 | 0.55619 | 47.7337 | 0 | 0 | 0 | 0 | 0 | 0 | 0 | 0 | 0 | 0 | 0.55619 | 0 | 0 | 0
2378 | 0 | 0.54367 | 46.9648 | 0 | 0 | 0 | 0 | 0 | 0 | 0 | 0 | 0 | 0 | 0.54367 | 0 | 0 | 0
2379 | 0 | 0.54422 | 46.1952 | 0 | 0 | 0 | 0 | 0 | 0 | 0 | 0 | 0 | 0 | 0.54422 | 0 | 0 | 0
2380 | 0 | 0.5602 | 45.403 | 0 | 0 | 0 | 0 | 0 | 0 | 0 | 0 | 0 | 0 | 0.5602 | 0 | 0 | 0
2381 | 0 | 0.60151 | 44.5523 | 0 | 0 | 0 | 0 | 0 | 0 | 0 | 0 | 0 | 0 | 0.60151 | 0 | 0 | 0
2382 | 0 | 0.66081 | 43.6178 | 0 | 0 | 0 | 0 | 0 | 0 | 0 | 0 | 0 | 0 | 0.66081 | 0 | 0 | 0
2383 | 0 | 0.65539 | 42.6909 | 0 | 0 | 0 | 0 | 0 | 0 | 0 | 0 | 0 | 0 | 0.68124 | 0.02585 | 0 | 0
2384 | 0 | 0.54347 | 41.9223 | 0 | 0 | 0 | 0 | 0 | 0 | 0 | 0 | 0 | 0 | 0.66552 | 0.12205 | 0 | 0
2385 | 1.4384 | 0 | 42.9394 | 0 | 0 | 0 | 0 | 0 | 0 | 0 | 0 | 0 | 0 | 0.64359 | 2.082 | 0 | 0
2386 | 2.2698 | 0 | 44.5444 | 0 | 0 | 0 | 0 | 0 | 0 | 0 | 0 | 0 | 0 | 0.62414 | 2.8939 | 0 | 0
2387 | 1.8807 | 0 | 45.8743 | 0 | 0 | 0 | 0 | 0 | 0 | 0 | 0 | 0 | 0 | 0.61172 | 2.4924 | 0 | 0
2388 | 1.6294 | 0 | 47.0264 | 0 | 0 | 0 | 0 | 0 | 0 | 0 | 0 | 0 | 0 | 0.60393 | 2.2333 | 0 | 0
2389 | 0 | 0 | 47.0264 | 0 | 0 | 0 | 0 | 0 | 0 | 0 | 0 | 0 | 0 | 0.60276 | 1.3993 | 0 | 0.79649
2390 | 0 | 0 | 47.0264 | 0 | 0 | 0 | 0 | 0 | 0 | 0 | 0 | 0 | 0 | 0.61069 | 2.1189 | 0 | 1.5083
2391 | 0.56896 | 0 | 47.4287 | 0 | 0 | 0 | 0 | 0 | 0 | 0 | 0 | 0 | 0 | 0.62364 | 1.1926 | 0 | 0
2392 | 0 | 0 | 47.4287 | 0 | 0 | 0 | 0 | 0 | 0 | 0 | 0 | 0 | 0 | 0.64885 | 0.7065 | 0 | 0.057654
2393 | 0 | 0 | 47.4287 | 0 | 0 | 0 | 0 | 0 | 0 | 0 | 0 | 0 | 0 | 0.68017 | 0.73635 | 0 | 0.056182
2394 | 0 | 0.4261 | 46.8261 | 0 | 0 | 0 | 0 | 0 | 0 | 0 | 0 | 0 | 0 | 0.70915 | 0.28305 | 0 | 0
2395 | 0 | 0.75157 | 45.7633 | 0 | 0 | 0 | 0 | 0 | 0 | 0 | 0 | 0 | 0 | 0.75157 | 0 | 0 | 0
2396 | 0 | 0.76228 | 44.6852 | 0 | 0 | 0 | 0 | 0 | 0 | 0 | 0 | 0 | 0 | 0.76228 | 0 | 0 | 0
2397 | 0 | 0.72754 | 43.6563 | 0 | 0 | 0 | 0 | 0 | 0 | 0 | 0 | 0 | 0 | 0.72754 | 0 | 0 | 0
2398 | 0 | 0.67102 | 42.7074 | 0 | 0 | 0 | 0 | 0 | 0 | 0 | 0 | 0 | 0 | 0.67102 | 0 | 0 | 0
2399 | 0 | 0.62284 | 41.8265 | 0 | 0 | 0 | 0 | 0 | 0 | 0 | 0 | 0 | 0 | 0.62284 | 0 | 0 | 0
2400 | 0 | 0.59355 | 40.9871 | 0 | 0 | 0 | 0 | 0 | 0 | 0 | 0 | 0 | 0 | 0.59355 | 0 | 0 | 0
2401 | 0 | 0.57587 | 40.1727 | 0 | 0 | 0 | 0 | 0 | 0 | 0 | 0 | 0 | 0 | 0.57587 | 0 | 0 | 0
2402 | 0 | 0.56505 | 39.3736 | 0 | 0 | 0 | 0 | 0 | 0 | 0 | 0 | 0 | 0 | 0.56505 | 0 | 0 | 0
2403 | 0 | 0.55399 | 38.5902 | 0 | 0 | 0 | 0 | 0 | 0 | 0 | 0 | 0 | 0 | 0.55399 | 0 | 0 | 0
2404 | 0 | 0.56766 | 37.7874 | 0 | 0 | 0 | 0 | 0 | 0 | 0 | 0 | 0 | 0 | 0.56766 | 0 | 0 | 0
2405 | 0 | 0.60708 | 36.9288 | 0 | 0 | 0 | 0 | 0 | 0 | 0 | 0 | 0 | 0 | 0.60708 | 0 | 0 | 0
2406 | 0 | 0.66713 | 35.9854 | 0 | 0 | 0 | 0 | 0 | 0 | 0 | 0 | 0 | 0 | 0.66713 | 0 | 0 | 0
2407 | 0 | 0.20308 | 35.6982 | 0 | 0 | 0 | 0 | 0 | 0 | 0 | 0 | 0 | 0 | 0.68331 | 0.48023 | 0 | 0
2408 | 0 | 0 | 35.6982 | 0 | 0 | 0 | 0 | 0 | 0 | 0 | 0 | 0 | 0 | 0.67439 | 0.71475 | 0 | 0.040364
2409 | 2.2125 | 0 | 37.2626 | 0 | 0 | 0 | 0 | 0 | 0 | 0 | 0 | 0 | 0 | 0.67393 | 2.8864 | 0 | 0
2410 | 0 | 0 | 37.2626 | 0 | 0 | 0 | 0 | 0 | 0 | 0 | 0 | 0 | 0 | 0.66675 | 3.8001 | 0 | 3.1333
2411 | 0 | 0 | 37.2626 | 0 | 0 | 0 | 0 | 0 | 0 | 0 | 0 | 0 | 0 | 0.66214 | 4.4078 | 0 | 3.7457
2412 | 4.0448 | 0 | 40.1227 | 0 | 0 | 0 | 0 | 0 | 0 | 0 | 0 | 0 | 0 | 0.66513 | 4.7099 | 0 | 0
2413 | 4.0247 | 0 | 42.9686 | 0 | 0 | 0 | 0 | 0 | 0 | 0 | 0 | 0 | 0 | 0.67321 | 4.6979 | 0 | 0
2414 | 0 | 0 | 42.9686 | 0 | 0 | 0 | 0 | 0 | 0 | 0 | 0 | 0 | 0 | 0.66591 | 4.3887 | 0 | 3.7228
2415 | 3.1217 | 0 | 45.176 | 0 | 0 | 0 | 0 | 0 | 0 | 0 | 0 | 0 | 0 | 0.6539 | 3.7755 | 0 | 0
2416 | 2.233 | 0 | 46.7549 | 0 | 0 | 0 | 0 | 0 | 0 | 0 | 0 | 0 | 0 | 0.65606 | 2.8891 | 0 | 0
2417 | 0 | 0 | 46.7549 | 0 | 0 | 0 | 0 | 0 | 0 | 0 | 0 | 0 | 0 | 0.67206 | 1.7067 | 0 | 1.0346
2418 | 0 | 0.20168 | 46.4697 | 0 | 0 | 0 | 0 | 0 | 0 | 0 | 0 | 0 | 0 | 0.70045 | 0.49878 | 0 | 0
2419 | 0 | 0.74547 | 45.4154 | 0 | 0 | 0 | 0 | 0 | 0 | 0 | 0 | 0 | 0 | 0.74547 | 0 | 0 | 0
2420 | 0 | 0.75823 | 44.3432 | 0 | 0 | 0 | 0 | 0 | 0 | 0 | 0 | 0 | 0 | 0.75823 | 0 | 0 | 0
2421 | 0 | 0.72276 | 43.321 | 0 | 0 | 0 | 0 | 0 | 0 | 0 | 0 | 0 | 0 | 0.72276 | 0 | 0 | 0
2422 | 0 | 0.66923 | 42.3746 | 0 | 0 | 0 | 0 | 0 | 0 | 0 | 0 | 0 | 0 | 0.66923 | 0 | 0 | 0
2423 | 0 | 0.62169 | 41.4954 | 0 | 0 | 0 | 0 | 0 | 0 | 0 | 0 | 0 | 0 | 0.62169 | 0 | 0 | 0
2424 | 0 | 0.58777 | 40.6642 | 0 | 0 | 0 | 0 | 0 | 0 | 0 | 0 | 0 | 0 | 0.58777 | 0 | 0 | 0
2425 | 0 | 0.56459 | 39.8657 | 0 | 0 | 0 | 0 | 0 | 0 | 0 | 0 | 0 | 0 | 0.56459 | 0 | 0 | 0
2426 | 0 | 0.55471 | 39.0812 | 0 | 0 | 0 | 0 | 0 | 0 | 0 | 0 | 0 | 0 | 0.55471 | 0 | 0 | 0
2427 | 0 | 0.55014 | 38.3032 | 0 | 0 | 0 | 0 | 0 | 0 | 0 | 0 | 0 | 0 | 0.55014 | 0 | 0 | 0
2428 | 0 | 0.56467 | 37.5046 | 0 | 0 | 0 | 0 | 0 | 0 | 0 | 0 | 0 | 0 | 0.56467 | 0 | 0 | 0
2429 | 0 | 0.60344 | 36.6512 | 0 | 0 | 0 | 0 | 0 | 0 | 0 | 0 | 0 | 0 | 0.60344 | 0 | 0 | 0
2430 | 0 | 0.6591 | 35.7191 | 0 | 0 | 0 | 0 | 0 | 0 | 0 | 0 | 0 | 0 | 0.6591 | 0 | 0 | 0
2431 | 0 | 0.19847 | 35.4385 | 0 | 0 | 0 | 0 | 0 | 0 | 0 | 0 | 0 | 0 | 0.6842 | 0.48573 | 0 | 0
2432 | 0 | 0 | 35.4385 | 0 | 0 | 0 | 0 | 0 | 0 | 0 | 0 | 0 | 0 | 0.67024 | 1.6279 | 0 | 0.95766
2433 | 0 | 0 | 35.4385 | 0 | 0 | 0 | 0 | 0 | 0 | 0 | 0 | 0 | 0 | 0.65311 | 2.5312 | 0 | 1.8781
2434 | 2.995 | 0 | 37.5562 | 0 | 0 | 0 | 0 | 0 | 0 | 0 | 0 | 0 | 0 | 0.63521 | 3.6302 | 0 | 0
2435 | 0 | 0 | 37.5562 | 0 | 0 | 0 | 0 | 0 | 0 | 0 | 0 | 0 | 0 | 0.62312 | 4.2344 | 0 | 3.6113
2436 | 0 | 0 | 37.5562 | 0 | 0 | 0 | 0 | 0 | 0 | 0 | 0 | 0 | 0 | 0.61275 | 4.5889 | 0 | 3.9762
2437 | 3.9835 | 0 | 40.373 | 0 | 0 | 0 | 0 | 0 | 0 | 0 | 0 | 0 | 0 | 0.61213 | 4.5957 | 0 | 0
2438 | 3.1375 | 0 | 42.5916 | 0 | 0 | 0 | 0 | 0 | 0 | 0 | 0 | 0 | 0 | 0.61342 | 3.751 | 0 | 0
2439 | 3.0724 | 0 | 44.7641 | 0 | 0 | 0 | 0 | 0 | 0 | 0 | 0 | 0 | 0 | 0.62033 | 3.6928 | 0 | 0
2440 | 0 | 0 | 44.7641 | 0 | 0 | 0 | 0 | 0 | 0 | 0 | 0 | 0 | 0 | 0.63325 | 0.69345 | 0 | 0.060196
2441 | 0 | 0 | 44.7641 | 0 | 0 | 0 | 0 | 0 | 0 | 0 | 0 | 0 | 0 | 0.66162 | 1.6507 | 0 | 0.98908
2442 | 0 | 0.18194 | 44.5068 | 0 | 0 | 0 | 0 | 0 | 0 | 0 | 0 | 0 | 0 | 0.69229 | 0.51035 | 0 | 0
2443 | 0 | 0.72866 | 43.4763 | 0 | 0 | 0 | 0 | 0 | 0 | 0 | 0 | 0 | 0 | 0.72866 | 0 | 0 | 0
2444 | 0 | 0.73921 | 42.4309 | 0 | 0 | 0 | 0 | 0 | 0 | 0 | 0 | 0 | 0 | 0.73921 | 0 | 0 | 0
2445 | 0 | 0.71272 | 41.423 | 0 | 0 | 0 | 0 | 0 | 0 | 0 | 0 | 0 | 0 | 0.71272 | 0 | 0 | 0
2446 | 0 | 0.66971 | 40.4759 | 0 | 0 | 0 | 0 | 0 | 0 | 0 | 0 | 0 | 0 | 0.66971 | 0 | 0 | 0
2447 | 0 | 0.62534 | 39.5915 | 0 | 0 | 0 | 0 | 0 | 0 | 0 | 0 | 0 | 0 | 0.62534 | 0 | 0 | 0
2448 | 0 | 0.586 | 38.7628 | 0 | 0 | 0 | 0 | 0 | 0 | 0 | 0 | 0 | 0 | 0.586 | 0 | 0 | 0
2449 | 0 | 0.56358 | 37.9657 | 0 | 0 | 0 | 0 | 0 | 0 | 0 | 0 | 0 | 0 | 0.56358 | 0 | 0 | 0
2450 | 0 | 0.54827 | 37.1904 | 0 | 0 | 0 | 0 | 0 | 0 | 0 | 0 | 0 | 0 | 0.54827 | 0 | 0 | 0
2451 | 0 | 0.53981 | 36.427 | 0 | 0 | 0 | 0 | 0 | 0 | 0 | 0 | 0 | 0 | 0.53981 | 0 | 0 | 0
2452 | 0 | 0.54311 | 35.6589 | 0 | 0 | 0 | 0 | 0 | 0 | 0 | 0 | 0 | 0 | 0.54311 | 0 | 0 | 0
2453 | 0 | 0.55846 | 34.8691 | 0 | 0 | 0 | 0 | 0 | 0 | 0 | 0 | 0 | 0 | 0.55846 | 0 | 0 | 0
2454 | 0 | 0.57598 | 34.0546 | 0 | 0 | 0 | 0 | 0 | 0 | 0 | 0 | 0 | 0 | 0.57598 | 0 | 0 | 0
2455 | 0 | 0.064444 | 33.9634 | 0 | 0 | 0 | 0 | 0 | 0 | 0 | 0 | 0 | 0 | 0.58804 | 0.5236 | 0 | 0
2456 | 0 | 0 | 33.9634 | 0 | 0 | 0 | 0 | 0 | 0 | 0 | 0 | 0 | 0 | 0.58287 | 1.6309 | 0 | 1.048
2457 | 0 | 0 | 33.9634 | 0 | 0 | 0 | 0 | 0 | 0 | 0 | 0 | 0 | 0 | 0.56756 | 2.6243 | 0 | 2.0567
2458 | 0 | 0 | 33.9634 | 0 | 0 | 0 | 0 | 0 | 0 | 0 | 0 | 0 | 0 | 0.55296 | 3.9028 | 0 | 3.3499
2459 | 0 | 0 | 33.9634 | 0 | 0 | 0 | 0 | 0 | 0 | 0 | 0 | 0 | 0 | 0.54303 | 4.6152 | 0 | 4.0722
2460 | 4.4062 | 0 | 37.0791 | 0 | 0 | 0 | 0 | 0 | 0 | 0 | 0 | 0 | 0 | 0.53877 | 4.945 | 0 | 0
2461 | 0 | 0 | 37.0791 | 0 | 0 | 0 | 0 | 0 | 0 | 0 | 0 | 0 | 0 | 0.54183 | 4.9252 | 0 | 4.3833
2462 | 4.0336 | 0 | 39.9313 | 0 | 0 | 0 | 0 | 0 | 0 | 0 | 0 | 0 | 0 | 0.55069 | 4.5843 | 0 | 0
2463 | 3.3689 | 0 | 42.3135 | 0 | 0 | 0 | 0 | 0 | 0 | 0 | 0 | 0 | 0 | 0.56732 | 3.9362 | 0 | 0
2464 | 2.3981 | 0 | 44.0092 | 0 | 0 | 0 | 0 | 0 | 0 | 0 | 0 | 0 | 0 | 0.58693 | 2.9851 | 0 | 0
2465 | 1.1202 | 0 | 44.8013 | 0 | 0 | 0 | 0 | 0 | 0 | 0 | 0 | 0 | 0 | 0.62433 | 1.7446 | 0 | 0
2466 | 0 | 0.12751 | 44.621 | 0 | 0 | 0 | 0 | 0 | 0 | 0 | 0 | 0 | 0 | 0.65926 | 0.53175 | 0 | 0
2467 | 0 | 0.69391 | 43.6396 | 0 | 0 | 0 | 0 | 0 | 0 | 0 | 0 | 0 | 0 | 0.69391 | 0 | 0 | 0
2468 | 0 | 0.70495 | 42.6427 | 0 | 0 | 0 | 0 | 0 | 0 | 0 | 0 | 0 | 0 | 0.70495 | 0 | 0 | 0
2469 | 0 | 0.67988 | 41.6812 | 0 | 0 | 0 | 0 | 0 | 0 | 0 | 0 | 0 | 0 | 0.67988 | 0 | 0 | 0
2470 | 0 | 0.63936 | 40.777 | 0 | 0 | 0 | 0 | 0 | 0 | 0 | 0 | 0 | 0 | 0.63936 | 0 | 0 | 0
2471 | 0 | 0.59881 | 39.9301 | 0 | 0 | 0 | 0 | 0 | 0 | 0 | 0 | 0 | 0 | 0.59881 | 0 | 0 | 0
2472 | 0 | 0.56428 | 39.1321 | 0 | 0 | 0 | 0 | 0 | 0 | 0 | 0 | 0 | 0 | 0.56428 | 0 | 0 | 0
2473 | 0 | 0.54139 | 38.3665 | 0 | 0 | 0 | 0 | 0 | 0 | 0 | 0 | 0 | 0 | 0.54139 | 0 | 0 | 0
2474 | 0 | 0.52577 | 37.6229 | 0 | 0 | 0 | 0 | 0 | 0 | 0 | 0 | 0 | 0 | 0.52577 | 0 | 0 | 0
2475 | 0 | 0.51709 | 36.8917 | 0 | 0 | 0 | 0 | 0 | 0 | 0 | 0 | 0 | 0 | 0.51709 | 0 | 0 | 0
2476 | 0 | 0.51585 | 36.1621 | 0 | 0 | 0 | 0 | 0 | 0 | 0 | 0 | 0 | 0 | 0.51585 | 0 | 0 | 0
2477 | 0 | 0.52387 | 35.4213 | 0 | 0 | 0 | 0 | 0 | 0 | 0 | 0 | 0 | 0 | 0.52387 | 0 | 0 | 0
2478 | 0 | 0.53306 | 34.6674 | 0 | 0 | 0 | 0 | 0 | 0 | 0 | 0 | 0 | 0 | 0.53306 | 0 | 0 | 0
2479 | 0 | 0 | 34.6674 | 0 | 0 | 0 | 0 | 0 | 0 | 0 | 0 | 0 | 0 | 0.53273 | 0.53435 | 0 | 0.00162
2480 | 0 | 0 | 34.6674 | 0 | 0 | 0 | 0 | 0 | 0 | 0 | 0 | 0 | 0 | 0.53158 | 1.7784 | 0 | 1.2468
2481 | 0 | 0 | 34.6674 | 0 | 0 | 0 | 0 | 0 | 0 | 0 | 0 | 0 | 0 | 0.51838 | 2.3967 | 0 | 1.8783
2482 | 0 | 0 | 34.6674 | 0 | 0 | 0 | 0 | 0 | 0 | 0 | 0 | 0 | 0 | 0.51227 | 3.8201 | 0 | 3.3078
2483 | 0 | 0 | 34.6674 | 0 | 0 | 0 | 0 | 0 | 0 | 0 | 0 | 0 | 0 | 0.50397 | 4.6823 | 0 | 4.1783
2484 | 0 | 0 | 34.6674 | 0 | 0 | 0 | 0 | 0 | 0 | 0 | 0 | 0 | 0 | 0.50169 | 4.9782 | 0 | 4.4765
2485 | 4.4566 | 0 | 37.8187 | 0 | 0 | 0 | 0 | 0 | 0 | 0 | 0 | 0 | 0 | 0.50592 | 4.9625 | 0 | 0
2486 | 4.1283 | 0 | 40.7378 | 0 | 0 | 0 | 0 | 0 | 0 | 0 | 0 | 0 | 0 | 0.51796 | 4.6463 | 0 | 0
2487 | 3.505 | 0 | 43.2163 | 0 | 0 | 0 | 0 | 0 | 0 | 0 | 0 | 0 | 0 | 0.54021 | 4.0453 | 0 | 0
2488 | 2.4747 | 0 | 44.9662 | 0 | 0 | 0 | 0 | 0 | 0 | 0 | 0 | 0 | 0 | 0.57549 | 3.0502 | 0 | 0
2489 | 1.161 | 0 | 45.7871 | 0 | 0 | 0 | 0 | 0 | 0 | 0 | 0 | 0 | 0 | 0.61088 | 1.7719 | 0 | 0
2490 | 0 | 0.10342 | 45.6409 | 0 | 0 | 0 | 0 | 0 | 0 | 0 | 0 | 0 | 0 | 0.65107 | 0.54765 | 0 | 0
2491 | 0 | 0.69413 | 44.6592 | 0 | 0 | 0 | 0 | 0 | 0 | 0 | 0 | 0 | 0 | 0.69413 | 0 | 0 | 0
2492 | 0 | 0.70717 | 43.6591 | 0 | 0 | 0 | 0 | 0 | 0 | 0 | 0 | 0 | 0 | 0.70717 | 0 | 0 | 0
2493 | 0 | 0.67769 | 42.7007 | 0 | 0 | 0 | 0 | 0 | 0 | 0 | 0 | 0 | 0 | 0.67769 | 0 | 0 | 0
2494 | 0 | 0.63072 | 41.8087 | 0 | 0 | 0 | 0 | 0 | 0 | 0 | 0 | 0 | 0 | 0.63072 | 0 | 0 | 0
2495 | 0 | 0.58783 | 40.9774 | 0 | 0 | 0 | 0 | 0 | 0 | 0 | 0 | 0 | 0 | 0.58783 | 0 | 0 | 0
2496 | 0 | 0.55602 | 40.1911 | 0 | 0 | 0 | 0 | 0 | 0 | 0 | 0 | 0 | 0 | 0.55602 | 0 | 0 | 0
2497 | 0 | 0.53792 | 39.4304 | 0 | 0 | 0 | 0 | 0 | 0 | 0 | 0 | 0 | 0 | 0.53792 | 0 | 0 | 0
2498 | 0 | 0.52991 | 38.681 | 0 | 0 | 0 | 0 | 0 | 0 | 0 | 0 | 0 | 0 | 0.52991 | 0 | 0 | 0
2499 | 0 | 0.52936 | 37.9323 | 0 | 0 | 0 | 0 | 0 | 0 | 0 | 0 | 0 | 0 | 0.52936 | 0 | 0 | 0
2500 | 0 | 0.54575 | 37.1605 | 0 | 0 | 0 | 0 | 0 | 0 | 0 | 0 | 0 | 0 | 0.54575 | 0 | 0 | 0
2501 | 0 | 0.58523 | 36.3329 | 0 | 0 | 0 | 0 | 0 | 0 | 0 | 0 | 0 | 0 | 0.58523 | 0 | 0 | 0
2502 | 0 | 0.64157 | 35.4256 | 0 | 0 | 0 | 0 | 0 | 0 | 0 | 0 | 0 | 0 | 0.64157 | 0 | 0 | 0
2503 | 0 | 0.10466 | 35.2776 | 0 | 0 | 0 | 0 | 0 | 0 | 0 | 0 | 0 | 0 | 0.66801 | 0.56335 | 0 | 0
2504 | 0 | 0 | 35.2776 | 0 | 0 | 0 | 0 | 0 | 0 | 0 | 0 | 0 | 0 | 0.67629 | 1.8918 | 0 | 1.2155
2505 | 0 | 0 | 35.2776 | 0 | 0 | 0 | 0 | 0 | 0 | 0 | 0 | 0 | 0 | 0.66268 | 3.2178 | 0 | 2.5551
2506 | 0 | 0 | 35.2776 | 0 | 0 | 0 | 0 | 0 | 0 | 0 | 0 | 0 | 0 | 0.6461 | 4.2088 | 0 | 3.5627
2507 | 0 | 0 | 35.2776 | 0 | 0 | 0 | 0 | 0 | 0 | 0 | 0 | 0 | 0 | 0.63567 | 4.9138 | 0 | 4.2781
2508 | 4.3684 | 0 | 38.3665 | 0 | 0 | 0 | 0 | 0 | 0 | 0 | 0 | 0 | 0 | 0.6316 | 5 | 0 | 0
2509 | 4.3616 | 0 | 41.4506 | 0 | 0 | 0 | 0 | 0 | 0 | 0 | 0 | 0 | 0 | 0.63839 | 5 | 0 | 0
2510 | 4.1994 | 0 | 44.4201 | 0 | 0 | 0 | 0 | 0 | 0 | 0 | 0 | 0 | 0 | 0.6486 | 4.848 | 0 | 0
2511 | 3.4801 | 0 | 46.8809 | 0 | 0 | 0 | 0 | 0 | 0 | 0 | 0 | 0 | 0 | 0.66248 | 4.1426 | 0 | 0
2512 | 2.4616 | 0 | 48.6215 | 0 | 0 | 0 | 0 | 0 | 0 | 0 | 0 | 0 | 0 | 0.6782 | 3.1398 | 0 | 0
2513 | 1.1423 | 0 | 49.4292 | 0 | 0 | 0 | 0 | 0 | 0 | 0 | 0 | 0 | 0 | 0.70398 | 1.8463 | 0 | 0
2514 | 0 | 0.17983 | 49.1749 | 0 | 0 | 0 | 0 | 0 | 0 | 0 | 0 | 0 | 0 | 0.72273 | 0.5429 | 0 | 0
2515 | 0 | 0.75527 | 48.1068 | 0 | 0 | 0 | 0 | 0 | 0 | 0 | 0 | 0 | 0 | 0.75527 | 0 | 0 | 0
2516 | 0 | 0.75848 | 47.0342 | 0 | 0 | 0 | 0 | 0 | 0 | 0 | 0 | 0 | 0 | 0.75848 | 0 | 0 | 0
2517 | 0 | 0.72244 | 46.0125 | 0 | 0 | 0 | 0 | 0 | 0 | 0 | 0 | 0 | 0 | 0.72244 | 0 | 0 | 0
2518 | 0 | 0.66727 | 45.0688 | 0 | 0 | 0 | 0 | 0 | 0 | 0 | 0 | 0 | 0 | 0.66727 | 0 | 0 | 0
2519 | 0 | 0.61882 | 44.1937 | 0 | 0 | 0 | 0 | 0 | 0 | 0 | 0 | 0 | 0 | 0.61882 | 0 | 0 | 0
2520 | 0 | 0.58522 | 43.366 | 0 | 0 | 0 | 0 | 0 | 0 | 0 | 0 | 0 | 0 | 0.58522 | 0 | 0 | 0
2521 | 0 | 0.56723 | 42.5639 | 0 | 0 | 0 | 0 | 0 | 0 | 0 | 0 | 0 | 0 | 0.56723 | 0 | 0 | 0
2522 | 0 | 0.55424 | 41.78 | 0 | 0 | 0 | 0 | 0 | 0 | 0 | 0 | 0 | 0 | 0.55424 | 0 | 0 | 0
2523 | 0 | 0.55015 | 41.002 | 0 | 0 | 0 | 0 | 0 | 0 | 0 | 0 | 0 | 0 | 0.55015 | 0 | 0 | 0
2524 | 0 | 0.56252 | 40.2065 | 0 | 0 | 0 | 0 | 0 | 0 | 0 | 0 | 0 | 0 | 0.56252 | 0 | 0 | 0
2525 | 0 | 0.60034 | 39.3575 | 0 | 0 | 0 | 0 | 0 | 0 | 0 | 0 | 0 | 0 | 0.60034 | 0 | 0 | 0
2526 | 0 | 0.658 | 38.4269 | 0 | 0 | 0 | 0 | 0 | 0 | 0 | 0 | 0 | 0 | 0.658 | 0 | 0 | 0
2527 | 0 | 0.12716 | 38.2471 | 0 | 0 | 0 | 0 | 0 | 0 | 0 | 0 | 0 | 0 | 0.68916 | 0.562 | 0 | 0
2528 | 0 | 0 | 38.2471 | 0 | 0 | 0 | 0 | 0 | 0 | 0 | 0 | 0 | 0 | 0.6972 | 1.8929 | 0 | 1.1957
2529 | 0 | 0 | 38.2471 | 0 | 0 | 0 | 0 | 0 | 0 | 0 | 0 | 0 | 0 | 0.69172 | 3.1936 | 0 | 2.5019
2530 | 0 | 0 | 38.2471 | 0 | 0 | 0 | 0 | 0 | 0 | 0 | 0 | 0 | 0 | 0.69513 | 4.1644 | 0 | 3.4693
2531 | 0 | 0 | 38.2471 | 0 | 0 | 0 | 0 | 0 | 0 | 0 | 0 | 0 | 0 | 0.68342 | 4.8281 | 0 | 4.1447
2532 | 4.3338 | 0 | 41.3116 | 0 | 0 | 0 | 0 | 0 | 0 | 0 | 0 | 0 | 0 | 0.66617 | 5 | 0 | 0
2533 | 4.3425 | 0 | 44.3822 | 0 | 0 | 0 | 0 | 0 | 0 | 0 | 0 | 0 | 0 | 0.65747 | 5 | 0 | 0
2534 | 4.0722 | 0 | 47.2617 | 0 | 0 | 0 | 0 | 0 | 0 | 0 | 0 | 0 | 0 | 0.65149 | 4.7237 | 0 | 0
2535 | 3.4008 | 0 | 49.6664 | 0 | 0 | 0 | 0 | 0 | 0 | 0 | 0 | 0 | 0 | 0.64905 | 4.0498 | 0 | 0
2536 | 2.4152 | 0 | 51.3742 | 0 | 0 | 0 | 0 | 0 | 0 | 0 | 0 | 0 | 0 | 0.65905 | 3.0743 | 0 | 0
2537 | 1.1444 | 0 | 52.1834 | 0 | 0 | 0 | 0 | 0 | 0 | 0 | 0 | 0 | 0 | 0.67037 | 1.8148 | 0 | 0
2538 | 0 | 0.15844 | 51.9594 | 0 | 0 | 0 | 0 | 0 | 0 | 0 | 0 | 0 | 0 | 0.70274 | 0.5443 | 0 | 0
2539 | 0 | 0.74647 | 50.9037 | 0 | 0 | 0 | 0 | 0 | 0 | 0 | 0 | 0 | 0 | 0.74647 | 0 | 0 | 0
2540 | 0 | 0.75885 | 49.8305 | 0 | 0 | 0 | 0 | 0 | 0 | 0 | 0 | 0 | 0 | 0.75885 | 0 | 0 | 0
2541 | 0 | 0.72596 | 48.8038 | 0 | 0 | 0 | 0 | 0 | 0 | 0 | 0 | 0 | 0 | 0.72596 | 0 | 0 | 0
2542 | 0 | 0.6737 | 47.8511 | 0 | 0 | 0 | 0 | 0 | 0 | 0 | 0 | 0 | 0 | 0.6737 | 0 | 0 | 0
2543 | 0 | 0.62655 | 46.965 | 0 | 0 | 0 | 0 | 0 | 0 | 0 | 0 | 0 | 0 | 0.62655 | 0 | 0 | 0
2544 | 0 | 0.59592 | 46.1223 | 0 | 0 | 0 | 0 | 0 | 0 | 0 | 0 | 0 | 0 | 0.59592 | 0 | 0 | 0
2545 | 0 | 0.57828 | 45.3045 | 0 | 0 | 0 | 0 | 0 | 0 | 0 | 0 | 0 | 0 | 0.57828 | 0 | 0 | 0
2546 | 0 | 0.56482 | 44.5057 | 0 | 0 | 0 | 0 | 0 | 0 | 0 | 0 | 0 | 0 | 0.56482 | 0 | 0 | 0
2547 | 0 | 0.55958 | 43.7143 | 0 | 0 | 0 | 0 | 0 | 0 | 0 | 0 | 0 | 0 | 0.55958 | 0 | 0 | 0
2548 | 0 | 0.57451 | 42.9018 | 0 | 0 | 0 | 0 | 0 | 0 | 0 | 0 | 0 | 0 | 0.57451 | 0 | 0 | 0
2549 | 0 | 0.61346 | 42.0343 | 0 | 0 | 0 | 0 | 0 | 0 | 0 | 0 | 0 | 0 | 0.61346 | 0 | 0 | 0
2550 | 0 | 0.66745 | 41.0904 | 0 | 0 | 0 | 0 | 0 | 0 | 0 | 0 | 0 | 0 | 0.66745 | 0 | 0 | 0
2551 | 0 | 0.12907 | 40.9078 | 0 | 0 | 0 | 0 | 0 | 0 | 0 | 0 | 0 | 0 | 0.68832 | 0.55925 | 0 | 0
2552 | 0 | 0 | 40.9078 | 0 | 0 | 0 | 0 | 0 | 0 | 0 | 0 | 0 | 0 | 0.67486 | 1.8227 | 0 | 1.1478
2553 | 2.3936 | 0 | 42.6003 | 0 | 0 | 0 | 0 | 0 | 0 | 0 | 0 | 0 | 0 | 0.65978 | 3.0534 | 0 | 0
2554 | 3.3025 | 0 | 44.9356 | 0 | 0 | 0 | 0 | 0 | 0 | 0 | 0 | 0 | 0 | 0.64113 | 3.9436 | 0 | 0
2555 | 3.8962 | 0 | 47.6906 | 0 | 0 | 0 | 0 | 0 | 0 | 0 | 0 | 0 | 0 | 0.63183 | 4.528 | 0 | 0
2556 | 0 | 0 | 47.6906 | 0 | 0 | 0 | 0 | 0 | 0 | 0 | 0 | 0 | 0 | 0.63639 | 4.7832 | 0 | 4.1468
2557 | 0 | 0 | 47.6906 | 0 | 0 | 0 | 0 | 0 | 0 | 0 | 0 | 0 | 0 | 0.64584 | 4.7443 | 0 | 4.0985
2558 | 3.7501 | 0 | 50.3423 | 0 | 0 | 0 | 0 | 0 | 0 | 0 | 0 | 0 | 0 | 0.65464 | 4.4047 | 0 | 0
2559 | 3.1199 | 0 | 52.5484 | 0 | 0 | 0 | 0 | 0 | 0 | 0 | 0 | 0 | 0 | 0.66738 | 3.7872 | 0 | 0
2560 | 0 | 0 | 52.5484 | 0 | 0 | 0 | 0 | 0 | 0 | 0 | 0 | 0 | 0 | 0.69046 | 2.8916 | 0 | 2.2012
2561 | 0 | 0 | 52.5484 | 0 | 0 | 0 | 0 | 0 | 0 | 0 | 0 | 0 | 0 | 0.70486 | 1.7215 | 0 | 1.0166
2562 | 0 | 0.20988 | 52.2515 | 0 | 0 | 0 | 0 | 0 | 0 | 0 | 0 | 0 | 0 | 0.73328 | 0.5234 | 0 | 0
2563 | 0 | 0.76936 | 51.1635 | 0 | 0 | 0 | 0 | 0 | 0 | 0 | 0 | 0 | 0 | 0.76936 | 0 | 0 | 0
2564 | 0 | 0.77806 | 50.0632 | 0 | 0 | 0 | 0 | 0 | 0 | 0 | 0 | 0 | 0 | 0.77806 | 0 | 0 | 0
2565 | 0 | 0.74437 | 49.0105 | 0 | 0 | 0 | 0 | 0 | 0 | 0 | 0 | 0 | 0 | 0.74437 | 0 | 0 | 0
2566 | 0 | 0.69392 | 48.0291 | 0 | 0 | 0 | 0 | 0 | 0 | 0 | 0 | 0 | 0 | 0.69392 | 0 | 0 | 0
2567 | 0 | 0.64691 | 47.1143 | 0 | 0 | 0 | 0 | 0 | 0 | 0 | 0 | 0 | 0 | 0.64691 | 0 | 0 | 0
2568 | 0 | 0.61096 | 46.2502 | 0 | 0 | 0 | 0 | 0 | 0 | 0 | 0 | 0 | 0 | 0.61096 | 0 | 0 | 0
2569 | 0 | 0.58612 | 45.4213 | 0 | 0 | 0 | 0 | 0 | 0 | 0 | 0 | 0 | 0 | 0.58612 | 0 | 0 | 0
2570 | 0 | 0.57134 | 44.6133 | 0 | 0 | 0 | 0 | 0 | 0 | 0 | 0 | 0 | 0 | 0.57134 | 0 | 0 | 0
2571 | 0 | 0.56789 | 43.8102 | 0 | 0 | 0 | 0 | 0 | 0 | 0 | 0 | 0 | 0 | 0.56789 | 0 | 0 | 0
2572 | 0 | 0.57741 | 42.9936 | 0 | 0 | 0 | 0 | 0 | 0 | 0 | 0 | 0 | 0 | 0.57741 | 0 | 0 | 0
2573 | 0 | 0.61496 | 42.124 | 0 | 0 | 0 | 0 | 0 | 0 | 0 | 0 | 0 | 0 | 0.61496 | 0 | 0 | 0
2574 | 0 | 0.66792 | 41.1794 | 0 | 0 | 0 | 0 | 0 | 0 | 0 | 0 | 0 | 0 | 0.66792 | 0 | 0 | 0
2575 | 0 | 0.1384 | 40.9836 | 0 | 0 | 0 | 0 | 0 | 0 | 0 | 0 | 0 | 0 | 0.69225 | 0.55385 | 0 | 0
2576 | 0 | 0 | 40.9836 | 0 | 0 | 0 | 0 | 0 | 0 | 0 | 0 | 0 | 0 | 0.68787 | 1.7875 | 0 | 1.0996
2577 | 0 | 0 | 40.9836 | 0 | 0 | 0 | 0 | 0 | 0 | 0 | 0 | 0 | 0 | 0.68218 | 2.971 | 0 | 2.2889
2578 | 0 | 0 | 40.9836 | 0 | 0 | 0 | 0 | 0 | 0 | 0 | 0 | 0 | 0 | 0.66837 | 3.8384 | 0 | 3.17
2579 | 3.7666 | 0 | 43.647 | 0 | 0 | 0 | 0 | 0 | 0 | 0 | 0 | 0 | 0 | 0.66824 | 4.4348 | 0 | 0
2580 | 0 | 0 | 43.647 | 0 | 0 | 0 | 0 | 0 | 0 | 0 | 0 | 0 | 0 | 0.66824 | 4.712 | 0 | 4.0438
2581 | 4.006 | 0 | 46.4797 | 0 | 0 | 0 | 0 | 0 | 0 | 0 | 0 | 0 | 0 | 0.66824 | 4.6742 | 0 | 0
2582 | 3.6556 | 0 | 49.0646 | 0 | 0 | 0 | 0 | 0 | 0 | 0 | 0 | 0 | 0 | 0.66824 | 4.3239 | 0 | 0
2583 | 3.0344 | 0 | 51.2102 | 0 | 0 | 0 | 0 | 0 | 0 | 0 | 0 | 0 | 0 | 0.66824 | 3.7026 | 0 | 0
2584 | 2.1495 | 0 | 52.7301 | 0 | 0 | 0 | 0 | 0 | 0 | 0 | 0 | 0 | 0 | 0.66824 | 2.8177 | 0 | 0
2585 | 1.0021 | 0 | 53.4386 | 0 | 0 | 0 | 0 | 0 | 0 | 0 | 0 | 0 | 0 | 0.66824 | 1.6703 | 0 | 0
2586 | 0 | 0.15334 | 53.2218 | 0 | 0 | 0 | 0 | 0 | 0 | 0 | 0 | 0 | 0 | 0.66824 | 0.5149 | 0 | 0
2587 | 0 | 0.66824 | 52.2768 | 0 | 0 | 0 | 0 | 0 | 0 | 0 | 0 | 0 | 0 | 0.66824 | 0 | 0 | 0
2588 | 0 | 0.66824 | 51.3317 | 0 | 0 | 0 | 0 | 0 | 0 | 0 | 0 | 0 | 0 | 0.66824 | 0 | 0 | 0
2589 | 0 | 0.66824 | 50.3867 | 0 | 0 | 0 | 0 | 0 | 0 | 0 | 0 | 0 | 0 | 0.66824 | 0 | 0 | 0
2590 | 0 | 0.66824 | 49.4416 | 0 | 0 | 0 | 0 | 0 | 0 | 0 | 0 | 0 | 0 | 0.66824 | 0 | 0 | 0
2591 | 0 | 0.66824 | 48.4966 | 0 | 0 | 0 | 0 | 0 | 0 | 0 | 0 | 0 | 0 | 0.66824 | 0 | 0 | 0
2592 | 0 | 0.66824 | 47.5516 | 0 | 0 | 0 | 0 | 0 | 0 | 0 | 0 | 0 | 0 | 0.66824 | 0 | 0 | 0
2593 | 0 | 0.66824 | 46.6065 | 0 | 0 | 0 | 0 | 0 | 0 | 0 | 0 | 0 | 0 | 0.66824 | 0 | 0 | 0
2594 | 0 | 0.66824 | 45.6615 | 0 | 0 | 0 | 0 | 0 | 0 | 0 | 0 | 0 | 0 | 0.66824 | 0 | 0 | 0
2595 | 0 | 0.66824 | 44.7164 | 0 | 0 | 0 | 0 | 0 | 0 | 0 | 0 | 0 | 0 | 0.66824 | 0 | 0 | 0
2596 | 0 | 0.66824 | 43.7714 | 0 | 0 | 0 | 0 | 0 | 0 | 0 | 0 | 0 | 0 | 0.66824 | 0 | 0 | 0
2597 | 0 | 0.66824 | 42.8264 | 0 | 0 | 0 | 0 | 0 | 0 | 0 | 0 | 0 | 0 | 0.66824 | 0 | 0 | 0
2598 | 0 | 0.66824 | 41.8813 | 0 | 0 | 0 | 0 | 0 | 0 | 0 | 0 | 0 | 0 | 0.66824 | 0 | 0 | 0
2599 | 0 | 0.15269 | 41.6654 | 0 | 0 | 0 | 0 | 0 | 0 | 0 | 0 | 0 | 0 | 0.66824 | 0.51555 | 0 | 0
2600 | 0.76646 | 0 | 42.2074 | 0 | 0 | 0 | 0 | 0 | 0 | 0 | 0 | 0 | 0 | 0.66824 | 1.4347 | 0 | 0
2601 | 0 | 0 | 42.2074 | 0 | 0 | 0 | 0 | 0 | 0 | 0 | 0 | 0 | 0 | 0.66824 | 2.7924 | 0 | 2.1242
2602 | 2.7778 | 0 | 44.1715 | 0 | 0 | 0 | 0 | 0 | 0 | 0 | 0 | 0 | 0 | 0.67295 | 3.4507 | 0 | 0
2603 | 3.5304 | 0 | 46.6679 | 0 | 0 | 0 | 0 | 0 | 0 | 0 | 0 | 0 | 0 | 0.67588 | 4.2062 | 0 | 0
2604 | 3.8206 | 0 | 49.3694 | 0 | 0 | 0 | 0 | 0 | 0 | 0 | 0 | 0 | 0 | 0.67371 | 4.4943 | 0 | 0
2605 | 0 | 0 | 49.3694 | 0 | 0 | 0 | 0 | 0 | 0 | 0 | 0 | 0 | 0 | 0.68461 | 4.4785 | 0 | 3.7939
2606 | 2.9061 | 0 | 51.4244 | 0 | 0 | 0 | 0 | 0 | 0 | 0 | 0 | 0 | 0 | 0.68826 | 3.5944 | 0 | 0
2607 | 2.039 | 0 | 52.8662 | 0 | 0 | 0 | 0 | 0 | 0 | 0 | 0 | 0 | 0 | 0.70367 | 2.7427 | 0 | 0
2608 | 1.0138 | 0 | 53.583 | 0 | 0 | 0 | 0 | 0 | 0 | 0 | 0 | 0 | 0 | 0.724 | 1.7377 | 0 | 0
2609 | 0 | 0 | 53.583 | 0 | 0 | 0 | 0 | 0 | 0 | 0 | 0 | 0 | 0 | 0.73807 | 0.8373 | 0 | 0.099228
2610 | 0 | 0.4066 | 53.008 | 0 | 0 | 0 | 0 | 0 | 0 | 0 | 0 | 0 | 0 | 0.75518 | 0.34858 | 0 | 0
2611 | 0 | 0.77472 | 51.9124 | 0 | 0 | 0 | 0 | 0 | 0 | 0 | 0 | 0 | 0 | 0.77472 | 0 | 0 | 0
2612 | 0 | 0.77692 | 50.8137 | 0 | 0 | 0 | 0 | 0 | 0 | 0 | 0 | 0 | 0 | 0.77692 | 0 | 0 | 0
2613 | 0 | 0.74572 | 49.7591 | 0 | 0 | 0 | 0 | 0 | 0 | 0 | 0 | 0 | 0 | 0.74572 | 0 | 0 | 0
2614 | 0 | 0.69624 | 48.7744 | 0 | 0 | 0 | 0 | 0 | 0 | 0 | 0 | 0 | 0 | 0.69624 | 0 | 0 | 0
2615 | 0 | 0.64959 | 47.8558 | 0 | 0 | 0 | 0 | 0 | 0 | 0 | 0 | 0 | 0 | 0.64959 | 0 | 0 | 0
2616 | 0 | 0.6123 | 46.9899 | 0 | 0 | 0 | 0 | 0 | 0 | 0 | 0 | 0 | 0 | 0.6123 | 0 | 0 | 0
2617 | 0 | 0.58954 | 46.1561 | 0 | 0 | 0 | 0 | 0 | 0 | 0 | 0 | 0 | 0 | 0.58954 | 0 | 0 | 0
2618 | 0 | 0.57041 | 45.3494 | 0 | 0 | 0 | 0 | 0 | 0 | 0 | 0 | 0 | 0 | 0.57041 | 0 | 0 | 0
2619 | 0 | 0.55772 | 44.5607 | 0 | 0 | 0 | 0 | 0 | 0 | 0 | 0 | 0 | 0 | 0.55772 | 0 | 0 | 0
2620 | 0 | 0.55778 | 43.7719 | 0 | 0 | 0 | 0 | 0 | 0 | 0 | 0 | 0 | 0 | 0.55778 | 0 | 0 | 0
2621 | 0 | 0.5694 | 42.9666 | 0 | 0 | 0 | 0 | 0 | 0 | 0 | 0 | 0 | 0 | 0.5694 | 0 | 0 | 0
2622 | 0 | 0.57185 | 42.1579 | 0 | 0 | 0 | 0 | 0 | 0 | 0 | 0 | 0 | 0 | 0.58867 | 0.016825 | 0 | 0
2623 | 0 | 0.01711 | 42.1337 | 0 | 0 | 0 | 0 | 0 | 0 | 0 | 0 | 0 | 0 | 0.60686 | 0.58975 | 0 | 0
2624 | 0 | 0 | 42.1337 | 0 | 0 | 0 | 0 | 0 | 0 | 0 | 0 | 0 | 0 | 0.62139 | 1.8088 | 0 | 1.1874
2625 | 2.3596 | 0 | 43.8022 | 0 | 0 | 0 | 0 | 0 | 0 | 0 | 0 | 0 | 0 | 0.61993 | 2.9796 | 0 | 0
2626 | 0 | 0 | 43.8022 | 0 | 0 | 0 | 0 | 0 | 0 | 0 | 0 | 0 | 0 | 0.60676 | 3.8857 | 0 | 3.279
2627 | 0 | 0 | 43.8022 | 0 | 0 | 0 | 0 | 0 | 0 | 0 | 0 | 0 | 0 | 0.58892 | 4.5335 | 0 | 3.9446
2628 | 4.2416 | 0 | 46.8014 | 0 | 0 | 0 | 0 | 0 | 0 | 0 | 0 | 0 | 0 | 0.57669 | 4.8182 | 0 | 0
2629 | 4.2155 | 0 | 49.7823 | 0 | 0 | 0 | 0 | 0 | 0 | 0 | 0 | 0 | 0 | 0.56142 | 4.777 | 0 | 0
2630 | 0 | 0 | 49.7823 | 0 | 0 | 0 | 0 | 0 | 0 | 0 | 0 | 0 | 0 | 0.5582 | 4.071 | 0 | 3.5128
2631 | 2.8824 | 0 | 51.8205 | 0 | 0 | 0 | 0 | 0 | 0 | 0 | 0 | 0 | 0 | 0.56781 | 3.4503 | 0 | 0
2632 | 2.3239 | 0 | 53.4637 | 0 | 0 | 0 | 0 | 0 | 0 | 0 | 0 | 0 | 0 | 0.5842 | 2.9081 | 0 | 0
2633 | 0.87521 | 0 | 54.0826 | 0 | 0 | 0 | 0 | 0 | 0 | 0 | 0 | 0 | 0 | 0.60939 | 1.4846 | 0 | 0
2634 | 0 | 0.14303 | 53.8803 | 0 | 0 | 0 | 0 | 0 | 0 | 0 | 0 | 0 | 0 | 0.65128 | 0.50825 | 0 | 0
2635 | 0 | 0.68273 | 52.9148 | 0 | 0 | 0 | 0 | 0 | 0 | 0 | 0 | 0 | 0 | 0.69265 | 0.009925 | 0 | 0
2636 | 0 | 0.7062 | 51.9161 | 0 | 0 | 0 | 0 | 0 | 0 | 0 | 0 | 0 | 0 | 0.7062 | 0 | 0 | 0
2637 | 0 | 0.68615 | 50.9457 | 0 | 0 | 0 | 0 | 0 | 0 | 0 | 0 | 0 | 0 | 0.68615 | 0 | 0 | 0
2638 | 0 | 0.65233 | 50.0232 | 0 | 0 | 0 | 0 | 0 | 0 | 0 | 0 | 0 | 0 | 0.65233 | 0 | 0 | 0
2639 | 0 | 0.62106 | 49.1449 | 0 | 0 | 0 | 0 | 0 | 0 | 0 | 0 | 0 | 0 | 0.62106 | 0 | 0 | 0
2640 | 0 | 0.58656 | 48.3153 | 0 | 0 | 0 | 0 | 0 | 0 | 0 | 0 | 0 | 0 | 0.58656 | 0 | 0 | 0
2641 | 0 | 0.56175 | 47.5209 | 0 | 0 | 0 | 0 | 0 | 0 | 0 | 0 | 0 | 0 | 0.56175 | 0 | 0 | 0
2642 | 0 | 0.54449 | 46.7509 | 0 | 0 | 0 | 0 | 0 | 0 | 0 | 0 | 0 | 0 | 0.54449 | 0 | 0 | 0
2643 | 0 | 0.53678 | 45.9917 | 0 | 0 | 0 | 0 | 0 | 0 | 0 | 0 | 0 | 0 | 0.53678 | 0 | 0 | 0
2644 | 0 | 0.54553 | 45.2203 | 0 | 0 | 0 | 0 | 0 | 0 | 0 | 0 | 0 | 0 | 0.54553 | 0 | 0 | 0
2645 | 0 | 0.55358 | 44.4374 | 0 | 0 | 0 | 0 | 0 | 0 | 0 | 0 | 0 | 0 | 0.55358 | 0 | 0 | 0
2646 | 0 | 0.53162 | 43.6855 | 0 | 0 | 0 | 0 | 0 | 0 | 0 | 0 | 0 | 0 | 0.55919 | 0.027575 | 0 | 0
2647 | 0 | 0 | 43.6855 | 0 | 0 | 0 | 0 | 0 | 0 | 0 | 0 | 0 | 0 | 0.55823 | 0.5972 | 0 | 0.038966
2648 | 0 | 0 | 43.6855 | 0 | 0 | 0 | 0 | 0 | 0 | 0 | 0 | 0 | 0 | 0.55438 | 1.7517 | 0 | 1.1973
2649 | 0 | 0 | 43.6855 | 0 | 0 | 0 | 0 | 0 | 0 | 0 | 0 | 0 | 0 | 0.53806 | 2.6513 | 0 | 2.1133
2650 | 0 | 0 | 43.6855 | 0 | 0 | 0 | 0 | 0 | 0 | 0 | 0 | 0 | 0 | 0.52225 | 3.6577 | 0 | 3.1355
2651 | 4.0019 | 0 | 46.5153 | 0 | 0 | 0 | 0 | 0 | 0 | 0 | 0 | 0 | 0 | 0.50967 | 4.5116 | 0 | 0
2652 | 0 | 0 | 46.5153 | 0 | 0 | 0 | 0 | 0 | 0 | 0 | 0 | 0 | 0 | 0.49262 | 4.8121 | 0 | 4.3194
2653 | 4.3063 | 0 | 49.5604 | 0 | 0 | 0 | 0 | 0 | 0 | 0 | 0 | 0 | 0 | 0.48392 | 4.7903 | 0 | 0
2654 | 0 | 0 | 49.5604 | 0 | 0 | 0 | 0 | 0 | 0 | 0 | 0 | 0 | 0 | 0.48655 | 4.4458 | 0 | 3.9592
2655 | 3.3047 | 0 | 51.8971 | 0 | 0 | 0 | 0 | 0 | 0 | 0 | 0 | 0 | 0 | 0.50611 | 3.8108 | 0 | 0
2656 | 2.3723 | 0 | 53.5746 | 0 | 0 | 0 | 0 | 0 | 0 | 0 | 0 | 0 | 0 | 0.53519 | 2.9075 | 0 | 0
2657 | 1.1514 | 0 | 54.3888 | 0 | 0 | 0 | 0 | 0 | 0 | 0 | 0 | 0 | 0 | 0.56985 | 1.7212 | 0 | 0
2658 | 0 | 0.075108 | 54.2825 | 0 | 0 | 0 | 0 | 0 | 0 | 0 | 0 | 0 | 0 | 0.61121 | 0.5361 | 0 | 0
2659 | 0 | 0.63976 | 53.3778 | 0 | 0 | 0 | 0 | 0 | 0 | 0 | 0 | 0 | 0 | 0.66026 | 0.0205 | 0 | 0
2660 | 0 | 0.68919 | 52.4031 | 0 | 0 | 0 | 0 | 0 | 0 | 0 | 0 | 0 | 0 | 0.68919 | 0 | 0 | 0
2661 | 0 | 0.66954 | 51.4562 | 0 | 0 | 0 | 0 | 0 | 0 | 0 | 0 | 0 | 0 | 0.66954 | 0 | 0 | 0
2662 | 0 | 0.62863 | 50.5672 | 0 | 0 | 0 | 0 | 0 | 0 | 0 | 0 | 0 | 0 | 0.62863 | 0 | 0 | 0
2663 | 0 | 0.59668 | 49.7234 | 0 | 0 | 0 | 0 | 0 | 0 | 0 | 0 | 0 | 0 | 0.59668 | 0 | 0 | 0
2664 | 0 | 0.56664 | 48.922 | 0 | 0 | 0 | 0 | 0 | 0 | 0 | 0 | 0 | 0 | 0.56664 | 0 | 0 | 0
2665 | 0 | 0.54493 | 48.1514 | 0 | 0 | 0 | 0 | 0 | 0 | 0 | 0 | 0 | 0 | 0.54493 | 0 | 0 | 0
2666 | 0 | 0.53112 | 47.4003 | 0 | 0 | 0 | 0 | 0 | 0 | 0 | 0 | 0 | 0 | 0.53112 | 0 | 0 | 0
2667 | 0 | 0.52509 | 46.6577 | 0 | 0 | 0 | 0 | 0 | 0 | 0 | 0 | 0 | 0 | 0.52509 | 0 | 0 | 0
2668 | 0 | 0.54272 | 45.8902 | 0 | 0 | 0 | 0 | 0 | 0 | 0 | 0 | 0 | 0 | 0.54272 | 0 | 0 | 0
2669 | 0 | 0.58235 | 45.0666 | 0 | 0 | 0 | 0 | 0 | 0 | 0 | 0 | 0 | 0 | 0.58235 | 0 | 0 | 0
2670 | 0 | 0.58778 | 44.2354 | 0 | 0 | 0 | 0 | 0 | 0 | 0 | 0 | 0 | 0 | 0.6308 | 0.043025 | 0 | 0
2671 | 0 | 0.046612 | 44.1694 | 0 | 0 | 0 | 0 | 0 | 0 | 0 | 0 | 0 | 0 | 0.65216 | 0.60555 | 0 | 0
2672 | 0 | 0 | 44.1694 | 0 | 0 | 0 | 0 | 0 | 0 | 0 | 0 | 0 | 0 | 0.64738 | 1.8401 | 0 | 1.1927
2673 | 0 | 0 | 44.1694 | 0 | 0 | 0 | 0 | 0 | 0 | 0 | 0 | 0 | 0 | 0.63081 | 3.0713 | 0 | 2.4405
2674 | 3.4251 | 0 | 46.5913 | 0 | 0 | 0 | 0 | 0 | 0 | 0 | 0 | 0 | 0 | 0.6196 | 4.0447 | 0 | 0
2675 | 0 | 0 | 46.5913 | 0 | 0 | 0 | 0 | 0 | 0 | 0 | 0 | 0 | 0 | 0.61795 | 3.2494 | 0 | 2.6314
2676 | 3.4707 | 0 | 49.0455 | 0 | 0 | 0 | 0 | 0 | 0 | 0 | 0 | 0 | 0 | 0.61878 | 4.0895 | 0 | 0
2677 | 3.3333 | 0 | 51.4025 | 0 | 0 | 0 | 0 | 0 | 0 | 0 | 0 | 0 | 0 | 0.62706 | 3.9604 | 0 | 0
2678 | 0.88175 | 0 | 52.026 | 0 | 0 | 0 | 0 | 0 | 0 | 0 | 0 | 0 | 0 | 0.64285 | 1.5246 | 0 | 0
2679 | 0 | 0.51968 | 51.291 | 0 | 0 | 0 | 0 | 0 | 0 | 0 | 0 | 0 | 0 | 0.66231 | 0.14263 | 0 | 0
2680 | 1.6518 | 0 | 52.459 | 0 | 0 | 0 | 0 | 0 | 0 | 0 | 0 | 0 | 0 | 0.68873 | 2.3405 | 0 | 0
2681 | 0 | 0.39444 | 51.9012 | 0 | 0 | 0 | 0 | 0 | 0 | 0 | 0 | 0 | 0 | 0.72341 | 0.32898 | 0 | 0
2682 | 0 | 0.18077 | 51.6455 | 0 | 0 | 0 | 0 | 0 | 0 | 0 | 0 | 0 | 0 | 0.74938 | 0.5686 | 0 | 0
2683 | 0 | 0.75344 | 50.58 | 0 | 0 | 0 | 0 | 0 | 0 | 0 | 0 | 0 | 0 | 0.78054 | 0.0271 | 0 | 0
2684 | 0 | 0.79119 | 49.4611 | 0 | 0 | 0 | 0 | 0 | 0 | 0 | 0 | 0 | 0 | 0.79119 | 0 | 0 | 0
2685 | 0 | 0.75046 | 48.3998 | 0 | 0 | 0 | 0 | 0 | 0 | 0 | 0 | 0 | 0 | 0.75046 | 0 | 0 | 0
2686 | 0 | 0.69036 | 47.4235 | 0 | 0 | 0 | 0 | 0 | 0 | 0 | 0 | 0 | 0 | 0.69036 | 0 | 0 | 0
2687 | 0 | 0.63911 | 46.5196 | 0 | 0 | 0 | 0 | 0 | 0 | 0 | 0 | 0 | 0 | 0.63911 | 0 | 0 | 0
2688 | 0 | 0.60022 | 45.6708 | 0 | 0 | 0 | 0 | 0 | 0 | 0 | 0 | 0 | 0 | 0.60022 | 0 | 0 | 0
2689 | 0 | 0.57479 | 44.8579 | 0 | 0 | 0 | 0 | 0 | 0 | 0 | 0 | 0 | 0 | 0.57479 | 0 | 0 | 0
2690 | 0 | 0.56049 | 44.0653 | 0 | 0 | 0 | 0 | 0 | 0 | 0 | 0 | 0 | 0 | 0.56049 | 0 | 0 | 0
2691 | 0 | 0.55517 | 43.2801 | 0 | 0 | 0 | 0 | 0 | 0 | 0 | 0 | 0 | 0 | 0.55517 | 0 | 0 | 0
2692 | 0 | 0.56626 | 42.4793 | 0 | 0 | 0 | 0 | 0 | 0 | 0 | 0 | 0 | 0 | 0.56626 | 0 | 0 | 0
2693 | 0 | 0.60196 | 41.628 | 0 | 0 | 0 | 0 | 0 | 0 | 0 | 0 | 0 | 0 | 0.60196 | 0 | 0 | 0
2694 | 0 | 0.60163 | 40.7772 | 0 | 0 | 0 | 0 | 0 | 0 | 0 | 0 | 0 | 0 | 0.65168 | 0.05005 | 0 | 0
2695 | 0 | 0.032365 | 40.7314 | 0 | 0 | 0 | 0 | 0 | 0 | 0 | 0 | 0 | 0 | 0.67287 | 0.6405 | 0 | 0
2696 | 0 | 0 | 40.7314 | 0 | 0 | 0 | 0 | 0 | 0 | 0 | 0 | 0 | 0 | 0.67239 | 1.9407 | 0 | 1.2683
2697 | 0 | 0 | 40.7314 | 0 | 0 | 0 | 0 | 0 | 0 | 0 | 0 | 0 | 0 | 0.66356 | 3.1652 | 0 | 2.5016
2698 | 3.4211 | 0 | 43.1505 | 0 | 0 | 0 | 0 | 0 | 0 | 0 | 0 | 0 | 0 | 0.67715 | 4.0983 | 0 | 0
2699 | 4.0447 | 0 | 46.0105 | 0 | 0 | 0 | 0 | 0 | 0 | 0 | 0 | 0 | 0 | 0.68561 | 4.7303 | 0 | 0
2700 | 0 | 0 | 46.0105 | 0 | 0 | 0 | 0 | 0 | 0 | 0 | 0 | 0 | 0 | 0.69536 | 5 | 0 | 4.3046
2701 | 0 | 0 | 46.0105 | 0 | 0 | 0 | 0 | 0 | 0 | 0 | 0 | 0 | 0 | 0.71366 | 4.9692 | 0 | 4.2555
2702 | 3.8652 | 0 | 48.7437 | 0 | 0 | 0 | 0 | 0 | 0 | 0 | 0 | 0 | 0 | 0.73197 | 4.5972 | 0 | 0
2703 | 3.1949 | 0 | 51.0028 | 0 | 0 | 0 | 0 | 0 | 0 | 0 | 0 | 0 | 0 | 0.75222 | 3.9472 | 0 | 0
2704 | 2.229 | 0 | 52.5789 | 0 | 0 | 0 | 0 | 0 | 0 | 0 | 0 | 0 | 0 | 0.7815 | 3.0105 | 0 | 0
2705 | 0.98033 | 0 | 53.2721 | 0 | 0 | 0 | 0 | 0 | 0 | 0 | 0 | 0 | 0 | 0.80417 | 1.7845 | 0 | 0
2706 | 0 | 0.25929 | 52.9054 | 0 | 0 | 0 | 0 | 0 | 0 | 0 | 0 | 0 | 0 | 0.82369 | 0.5644 | 0 | 0
2707 | 0 | 0.80874 | 51.7617 | 0 | 0 | 0 | 0 | 0 | 0 | 0 | 0 | 0 | 0 | 0.84032 | 0.031575 | 0 | 0
2708 | 0 | 0.84327 | 50.5691 | 0 | 0 | 0 | 0 | 0 | 0 | 0 | 0 | 0 | 0 | 0.84327 | 0 | 0 | 0
2709 | 0 | 0.79583 | 49.4436 | 0 | 0 | 0 | 0 | 0 | 0 | 0 | 0 | 0 | 0 | 0.79583 | 0 | 0 | 0
2710 | 0 | 0.73025 | 48.4109 | 0 | 0 | 0 | 0 | 0 | 0 | 0 | 0 | 0 | 0 | 0.73025 | 0 | 0 | 0
2711 | 0 | 0.67209 | 47.4604 | 0 | 0 | 0 | 0 | 0 | 0 | 0 | 0 | 0 | 0 | 0.67209 | 0 | 0 | 0
2712 | 0 | 0.62688 | 46.5739 | 0 | 0 | 0 | 0 | 0 | 0 | 0 | 0 | 0 | 0 | 0.62688 | 0 | 0 | 0
2713 | 0 | 0.59655 | 45.7303 | 0 | 0 | 0 | 0 | 0 | 0 | 0 | 0 | 0 | 0 | 0.59655 | 0 | 0 | 0
2714 | 0 | 0.58139 | 44.908 | 0 | 0 | 0 | 0 | 0 | 0 | 0 | 0 | 0 | 0 | 0.58139 | 0 | 0 | 0
2715 | 0 | 0.57333 | 44.0972 | 0 | 0 | 0 | 0 | 0 | 0 | 0 | 0 | 0 | 0 | 0.57333 | 0 | 0 | 0
2716 | 0 | 0.58459 | 43.2705 | 0 | 0 | 0 | 0 | 0 | 0 | 0 | 0 | 0 | 0 | 0.58459 | 0 | 0 | 0
2717 | 0 | 0.61833 | 42.3961 | 0 | 0 | 0 | 0 | 0 | 0 | 0 | 0 | 0 | 0 | 0.61833 | 0 | 0 | 0
2718 | 0 | 0.62728 | 41.5089 | 0 | 0 | 0 | 0 | 0 | 0 | 0 | 0 | 0 | 0 | 0.66613 | 0.03885 | 0 | 0
2719 | 0 | 0.10154 | 41.3653 | 0 | 0 | 0 | 0 | 0 | 0 | 0 | 0 | 0 | 0 | 0.69119 | 0.58965 | 0 | 0
2720 | 0 | 0 | 41.3653 | 0 | 0 | 0 | 0 | 0 | 0 | 0 | 0 | 0 | 0 | 0.7007 | 1.7231 | 0 | 1.0224
2721 | 0 | 0 | 41.3653 | 0 | 0 | 0 | 0 | 0 | 0 | 0 | 0 | 0 | 0 | 0.70803 | 2.35 | 0 | 1.642
2722 | 2.299 | 0 | 42.991 | 0 | 0 | 0 | 0 | 0 | 0 | 0 | 0 | 0 | 0 | 0.71289 | 3.0118 | 0 | 0
2723 | 3.7851 | 0 | 45.6674 | 0 | 0 | 0 | 0 | 0 | 0 | 0 | 0 | 0 | 0 | 0.72158 | 4.5066 | 0 | 0
2724 | 4.1551 | 0 | 48.6055 | 0 | 0 | 0 | 0 | 0 | 0 | 0 | 0 | 0 | 0 | 0.72768 | 4.8827 | 0 | 0
2725 | 0 | 0 | 48.6055 | 0 | 0 | 0 | 0 | 0 | 0 | 0 | 0 | 0 | 0 | 0.74448 | 4.8967 | 0 | 4.1522
2726 | 3.8583 | 0 | 51.3337 | 0 | 0 | 0 | 0 | 0 | 0 | 0 | 0 | 0 | 0 | 0.77124 | 4.6295 | 0 | 0
2727 | 3.1533 | 0 | 53.5634 | 0 | 0 | 0 | 0 | 0 | 0 | 0 | 0 | 0 | 0 | 0.80238 | 3.9557 | 0 | 0
2728 | 2.1709 | 0 | 55.0985 | 0 | 0 | 0 | 0 | 0 | 0 | 0 | 0 | 0 | 0 | 0.83074 | 3.0016 | 0 | 0
2729 | 0 | 0 | 55.0985 | 0 | 0 | 0 | 0 | 0 | 0 | 0 | 0 | 0 | 0 | 0.85313 | 1.2219 | 0 | 0.36877
2730 | 0 | 0.385 | 54.554 | 0 | 0 | 0 | 0 | 0 | 0 | 0 | 0 | 0 | 0 | 0.86717 | 0.48218 | 0 | 0
2731 | 0 | 0.86447 | 53.3314 | 0 | 0 | 0 | 0 | 0 | 0 | 0 | 0 | 0 | 0 | 0.87555 | 0.011075 | 0 | 0
2732 | 0 | 0.87112 | 52.0995 | 0 | 0 | 0 | 0 | 0 | 0 | 0 | 0 | 0 | 0 | 0.87112 | 0 | 0 | 0
2733 | 0 | 0.82126 | 50.938 | 0 | 0 | 0 | 0 | 0 | 0 | 0 | 0 | 0 | 0 | 0.82126 | 0 | 0 | 0
2734 | 0 | 0.74884 | 49.879 | 0 | 0 | 0 | 0 | 0 | 0 | 0 | 0 | 0 | 0 | 0.74884 | 0 | 0 | 0
2735 | 0 | 0.6874 | 48.9069 | 0 | 0 | 0 | 0 | 0 | 0 | 0 | 0 | 0 | 0 | 0.6874 | 0 | 0 | 0
2736 | 0 | 0.64267 | 47.998 | 0 | 0 | 0 | 0 | 0 | 0 | 0 | 0 | 0 | 0 | 0.64267 | 0 | 0 | 0
2737 | 0 | 0.61197 | 47.1326 | 0 | 0 | 0 | 0 | 0 | 0 | 0 | 0 | 0 | 0 | 0.61197 | 0 | 0 | 0
2738 | 0 | 0.59513 | 46.2909 | 0 | 0 | 0 | 0 | 0 | 0 | 0 | 0 | 0 | 0 | 0.59513 | 0 | 0 | 0
2739 | 0 | 0.58618 | 45.4619 | 0 | 0 | 0 | 0 | 0 | 0 | 0 | 0 | 0 | 0 | 0.58618 | 0 | 0 | 0
2740 | 0 | 0.5946 | 44.621 | 0 | 0 | 0 | 0 | 0 | 0 | 0 | 0 | 0 | 0 | 0.5946 | 0 | 0 | 0
2741 | 0 | 0.62874 | 43.7319 | 0 | 0 | 0 | 0 | 0 | 0 | 0 | 0 | 0 | 0 | 0.62874 | 0 | 0 | 0
2742 | 0 | 0.63028 | 42.8405 | 0 | 0 | 0 | 0 | 0 | 0 | 0 | 0 | 0 | 0 | 0.67573 | 0.04545 | 0 | 0
2743 | 0 | 0.037661 | 42.7873 | 0 | 0 | 0 | 0 | 0 | 0 | 0 | 0 | 0 | 0 | 0.70166 | 0.664 | 0 | 0
2744 | 0 | 0 | 42.7873 | 0 | 0 | 0 | 0 | 0 | 0 | 0 | 0 | 0 | 0 | 0.71075 | 1.9953 | 0 | 1.2846
2745 | 0 | 0 | 42.7873 | 0 | 0 | 0 | 0 | 0 | 0 | 0 | 0 | 0 | 0 | 0.71616 | 3.2921 | 0 | 2.576
2746 | 3.5425 | 0 | 45.2922 | 0 | 0 | 0 | 0 | 0 | 0 | 0 | 0 | 0 | 0 | 0.72779 | 4.2702 | 0 | 0
2747 | 4.2038 | 0 | 48.2647 | 0 | 0 | 0 | 0 | 0 | 0 | 0 | 0 | 0 | 0 | 0.73345 | 4.9372 | 0 | 0
2748 | 4.2531 | 0 | 51.2721 | 0 | 0 | 0 | 0 | 0 | 0 | 0 | 0 | 0 | 0 | 0.74689 | 5 | 0 | 0
2749 | 0 | 0 | 51.2721 | 0 | 0 | 0 | 0 | 0 | 0 | 0 | 0 | 0 | 0 | 0.75258 | 5 | 0 | 4.2474
2750 | 4.0685 | 0 | 54.1489 | 0 | 0 | 0 | 0 | 0 | 0 | 0 | 0 | 0 | 0 | 0.77051 | 4.839 | 0 | 0
2751 | 3.3521 | 0 | 56.5192 | 0 | 0 | 0 | 0 | 0 | 0 | 0 | 0 | 0 | 0 | 0.79934 | 4.1514 | 0 | 0
2752 | 0 | 0 | 56.5192 | 0 | 0 | 0 | 0 | 0 | 0 | 0 | 0 | 0 | 0 | 0.82732 | 3.1435 | 0 | 2.3162
2753 | 0 | 0 | 56.5192 | 0 | 0 | 0 | 0 | 0 | 0 | 0 | 0 | 0 | 0 | 0.85176 | 1.8624 | 0 | 1.0106
2754 | 0 | 0.27786 | 56.1263 | 0 | 0 | 0 | 0 | 0 | 0 | 0 | 0 | 0 | 0 | 0.86466 | 0.5868 | 0 | 0
2755 | 0 | 0.82183 | 54.964 | 0 | 0 | 0 | 0 | 0 | 0 | 0 | 0 | 0 | 0 | 0.86473 | 0.0429 | 0 | 0
2756 | 0 | 0.85975 | 53.7481 | 0 | 0 | 0 | 0 | 0 | 0 | 0 | 0 | 0 | 0 | 0.85975 | 0 | 0 | 0
2757 | 0 | 0.81075 | 52.6016 | 0 | 0 | 0 | 0 | 0 | 0 | 0 | 0 | 0 | 0 | 0.81075 | 0 | 0 | 0
2758 | 0 | 0.74376 | 51.5497 | 0 | 0 | 0 | 0 | 0 | 0 | 0 | 0 | 0 | 0 | 0.74376 | 0 | 0 | 0
2759 | 0 | 0.68471 | 50.5814 | 0 | 0 | 0 | 0 | 0 | 0 | 0 | 0 | 0 | 0 | 0.68471 | 0 | 0 | 0
2760 | 0 | 0.63816 | 49.6789 | 0 | 0 | 0 | 0 | 0 | 0 | 0 | 0 | 0 | 0 | 0.63816 | 0 | 0 | 0
2761 | 0 | 0.60738 | 48.8199 | 0 | 0 | 0 | 0 | 0 | 0 | 0 | 0 | 0 | 0 | 0.60738 | 0 | 0 | 0
2762 | 0 | 0.59125 | 47.9838 | 0 | 0 | 0 | 0 | 0 | 0 | 0 | 0 | 0 | 0 | 0.59125 | 0 | 0 | 0
2763 | 0 | 0.58155 | 47.1614 | 0 | 0 | 0 | 0 | 0 | 0 | 0 | 0 | 0 | 0 | 0.58155 | 0 | 0 | 0
2764 | 0 | 0.59146 | 46.3249 | 0 | 0 | 0 | 0 | 0 | 0 | 0 | 0 | 0 | 0 | 0.59146 | 0 | 0 | 0
2765 | 0 | 0.62385 | 45.4427 | 0 | 0 | 0 | 0 | 0 | 0 | 0 | 0 | 0 | 0 | 0.62385 | 0 | 0 | 0
2766 | 0 | 0.58471 | 44.6157 | 0 | 0 | 0 | 0 | 0 | 0 | 0 | 0 | 0 | 0 | 0.66881 | 0.0841 | 0 | 0
2767 | 0 | 0.025584 | 44.5796 | 0 | 0 | 0 | 0 | 0 | 0 | 0 | 0 | 0 | 0 | 0.69213 | 0.66655 | 0 | 0
2768 | 0 | 0 | 44.5796 | 0 | 0 | 0 | 0 | 0 | 0 | 0 | 0 | 0 | 0 | 0.69829 | 1.8225 | 0 | 1.1242
2769 | 0 | 0 | 44.5796 | 0 | 0 | 0 | 0 | 0 | 0 | 0 | 0 | 0 | 0 | 0.69446 | 3.1308 | 0 | 2.4363
2770 | 3.0822 | 0 | 46.759 | 0 | 0 | 0 | 0 | 0 | 0 | 0 | 0 | 0 | 0 | 0.68702 | 3.7692 | 0 | 0
2771 | 0 | 0 | 46.759 | 0 | 0 | 0 | 0 | 0 | 0 | 0 | 0 | 0 | 0 | 0.6898 | 4.575 | 0 | 3.8852
2772 | 4.125 | 0 | 49.6758 | 0 | 0 | 0 | 0 | 0 | 0 | 0 | 0 | 0 | 0 | 0.70074 | 4.8258 | 0 | 0
2773 | 3.3401 | 0 | 52.0376 | 0 | 0 | 0 | 0 | 0 | 0 | 0 | 0 | 0 | 0 | 0.72434 | 4.0644 | 0 | 0
2774 | 3.0263 | 0 | 54.1775 | 0 | 0 | 0 | 0 | 0 | 0 | 0 | 0 | 0 | 0 | 0.74417 | 3.7704 | 0 | 0
2775 | 2.6898 | 0 | 56.0795 | 0 | 0 | 0 | 0 | 0 | 0 | 0 | 0 | 0 | 0 | 0.76889 | 3.4587 | 0 | 0
2776 | 1.8499 | 0 | 57.3876 | 0 | 0 | 0 | 0 | 0 | 0 | 0 | 0 | 0 | 0 | 0.77982 | 2.6297 | 0 | 0
2777 | 0.86156 | 0 | 57.9968 | 0 | 0 | 0 | 0 | 0 | 0 | 0 | 0 | 0 | 0 | 0.79679 | 1.6583 | 0 | 0
2778 | 0 | 0.22716 | 57.6755 | 0 | 0 | 0 | 0 | 0 | 0 | 0 | 0 | 0 | 0 | 0.80881 | 0.58165 | 0 | 0
2779 | 0 | 0.77002 | 56.5866 | 0 | 0 | 0 | 0 | 0 | 0 | 0 | 0 | 0 | 0 | 0.8175 | 0.047475 | 0 | 0
2780 | 0 | 0.82012 | 55.4267 | 0 | 0 | 0 | 0 | 0 | 0 | 0 | 0 | 0 | 0 | 0.82012 | 0 | 0 | 0
2781 | 0 | 0.78278 | 54.3197 | 0 | 0 | 0 | 0 | 0 | 0 | 0 | 0 | 0 | 0 | 0.78278 | 0 | 0 | 0
2782 | 0 | 0.72817 | 53.2899 | 0 | 0 | 0 | 0 | 0 | 0 | 0 | 0 | 0 | 0 | 0.72817 | 0 | 0 | 0
2783 | 0 | 0.67305 | 52.3381 | 0 | 0 | 0 | 0 | 0 | 0 | 0 | 0 | 0 | 0 | 0.67305 | 0 | 0 | 0
2784 | 0 | 0.62659 | 51.452 | 0 | 0 | 0 | 0 | 0 | 0 | 0 | 0 | 0 | 0 | 0.62659 | 0 | 0 | 0
2785 | 0 | 0.59523 | 50.6102 | 0 | 0 | 0 | 0 | 0 | 0 | 0 | 0 | 0 | 0 | 0.59523 | 0 | 0 | 0
2786 | 0 | 0.57609 | 49.7955 | 0 | 0 | 0 | 0 | 0 | 0 | 0 | 0 | 0 | 0 | 0.57609 | 0 | 0 | 0
2787 | 0 | 0.56382 | 48.9981 | 0 | 0 | 0 | 0 | 0 | 0 | 0 | 0 | 0 | 0 | 0.56382 | 0 | 0 | 0
2788 | 0 | 0.56322 | 48.2016 | 0 | 0 | 0 | 0 | 0 | 0 | 0 | 0 | 0 | 0 | 0.56322 | 0 | 0 | 0
2789 | 0 | 0.57559 | 47.3876 | 0 | 0 | 0 | 0 | 0 | 0 | 0 | 0 | 0 | 0 | 0.57559 | 0 | 0 | 0
2790 | 0 | 0.53587 | 46.6297 | 0 | 0 | 0 | 0 | 0 | 0 | 0 | 0 | 0 | 0 | 0.58965 | 0.053775 | 0 | 0
2791 | 0 | 0 | 46.6297 | 0 | 0 | 0 | 0 | 0 | 0 | 0 | 0 | 0 | 0 | 0.61637 | 0.6642 | 0 | 0.047832
2792 | 1.2878 | 0 | 47.5403 | 0 | 0 | 0 | 0 | 0 | 0 | 0 | 0 | 0 | 0 | 0.63067 | 1.9184 | 0 | 0
2793 | 2.487 | 0 | 49.2989 | 0 | 0 | 0 | 0 | 0 | 0 | 0 | 0 | 0 | 0 | 0.63331 | 3.1203 | 0 | 0
2794 | 3.4256 | 0 | 51.7212 | 0 | 0 | 0 | 0 | 0 | 0 | 0 | 0 | 0 | 0 | 0.62597 | 4.0515 | 0 | 0
2795 | 4.1093 | 0 | 54.6269 | 0 | 0 | 0 | 0 | 0 | 0 | 0 | 0 | 0 | 0 | 0.61301 | 4.7223 | 0 | 0
2796 | 4.3953 | 0 | 57.7348 | 0 | 0 | 0 | 0 | 0 | 0 | 0 | 0 | 0 | 0 | 0.60472 | 5 | 0 | 0
2797 | 4.3916 | 0 | 60.8401 | 0 | 0 | 0 | 0 | 0 | 0 | 0 | 0 | 0 | 0 | 0.60487 | 4.9965 | 0 | 0
2798 | 0 | 0.47539 | 60.1678 | 0 | 0 | 0 | 0 | 0 | 0 | 0 | 0 | 0 | 0 | 0.61754 | 0.14215 | 0 | 0
2799 | 0 | 0.54969 | 59.3905 | 0 | 0 | 0 | 0 | 0 | 0 | 0 | 0 | 0 | 0 | 0.63374 | 0.08405 | 0 | 0
2800 | 0 | 0.60961 | 58.5283 | 0 | 0 | 0 | 0 | 0 | 0 | 0 | 0 | 0 | 0 | 0.65406 | 0.04445 | 0 | 0
2801 | 0 | 0 | 58.5283 | 0 | 0 | 0 | 0 | 0 | 0 | 0 | 0 | 0 | 0 | 0.68102 | 1.3584 | 0 | 0.67743
2802 | 0 | 0.10848 | 58.3749 | 0 | 0 | 0 | 0 | 0 | 0 | 0 | 0 | 0 | 0 | 0.70888 | 0.6004 | 0 | 0
2803 | 0 | 0.68216 | 57.4102 | 0 | 0 | 0 | 0 | 0 | 0 | 0 | 0 | 0 | 0 | 0.73033 | 0.048175 | 0 | 0
2804 | 0 | 0.74159 | 56.3615 | 0 | 0 | 0 | 0 | 0 | 0 | 0 | 0 | 0 | 0 | 0.74159 | 0 | 0 | 0
2805 | 0 | 0.71735 | 55.347 | 0 | 0 | 0 | 0 | 0 | 0 | 0 | 0 | 0 | 0 | 0.71735 | 0 | 0 | 0
2806 | 0 | 0.67357 | 54.3944 | 0 | 0 | 0 | 0 | 0 | 0 | 0 | 0 | 0 | 0 | 0.67357 | 0 | 0 | 0
2807 | 0 | 0.62803 | 53.5062 | 0 | 0 | 0 | 0 | 0 | 0 | 0 | 0 | 0 | 0 | 0.62803 | 0 | 0 | 0
2808 | 0 | 0.59314 | 52.6674 | 0 | 0 | 0 | 0 | 0 | 0 | 0 | 0 | 0 | 0 | 0.59314 | 0 | 0 | 0
2809 | 0 | 0.56858 | 51.8633 | 0 | 0 | 0 | 0 | 0 | 0 | 0 | 0 | 0 | 0 | 0.56858 | 0 | 0 | 0
2810 | 0 | 0.55086 | 51.0843 | 0 | 0 | 0 | 0 | 0 | 0 | 0 | 0 | 0 | 0 | 0.55086 | 0 | 0 | 0
2811 | 0 | 0.53854 | 50.3227 | 0 | 0 | 0 | 0 | 0 | 0 | 0 | 0 | 0 | 0 | 0.53854 | 0 | 0 | 0
2812 | 0 | 0.53697 | 49.5633 | 0 | 0 | 0 | 0 | 0 | 0 | 0 | 0 | 0 | 0 | 0.53697 | 0 | 0 | 0
2813 | 0 | 0.54458 | 48.7931 | 0 | 0 | 0 | 0 | 0 | 0 | 0 | 0 | 0 | 0 | 0.54458 | 0 | 0 | 0
2814 | 0 | 0.49158 | 48.0979 | 0 | 0 | 0 | 0 | 0 | 0 | 0 | 0 | 0 | 0 | 0.55478 | 0.0632 | 0 | 0
2815 | 0 | 0 | 48.0979 | 0 | 0 | 0 | 0 | 0 | 0 | 0 | 0 | 0 | 0 | 0.56397 | 0.6874 | 0 | 0.12343
2816 | 0 | 0 | 48.0979 | 0 | 0 | 0 | 0 | 0 | 0 | 0 | 0 | 0 | 0 | 0.56591 | 1.6115 | 0 | 1.0456
2817 | 0 | 0 | 48.0979 | 0 | 0 | 0 | 0 | 0 | 0 | 0 | 0 | 0 | 0 | 0.56175 | 3.0481 | 0 | 2.4863
2818 | 0 | 0 | 48.0979 | 0 | 0 | 0 | 0 | 0 | 0 | 0 | 0 | 0 | 0 | 0.55439 | 3.3994 | 0 | 2.845
2819 | 0 | 0 | 48.0979 | 0 | 0 | 0 | 0 | 0 | 0 | 0 | 0 | 0 | 0 | 0.55043 | 4.5232 | 0 | 3.9728
2820 | 4.2554 | 0 | 51.107 | 0 | 0 | 0 | 0 | 0 | 0 | 0 | 0 | 0 | 0 | 0.55243 | 4.8079 | 0 | 0
2821 | 4.2175 | 0 | 54.0891 | 0 | 0 | 0 | 0 | 0 | 0 | 0 | 0 | 0 | 0 | 0.57579 | 4.7932 | 0 | 0
2822 | 3.8591 | 0 | 56.818 | 0 | 0 | 0 | 0 | 0 | 0 | 0 | 0 | 0 | 0 | 0.59642 | 4.4555 | 0 | 0
2823 | 3.2422 | 0 | 59.1106 | 0 | 0 | 0 | 0 | 0 | 0 | 0 | 0 | 0 | 0 | 0.59748 | 3.8397 | 0 | 0
2824 | 0 | 0 | 59.1106 | 0 | 0 | 0 | 0 | 0 | 0 | 0 | 0 | 0 | 0 | 0.61434 | 2.9259 | 0 | 2.3116
2825 | 1.0898 | 0 | 59.8811 | 0 | 0 | 0 | 0 | 0 | 0 | 0 | 0 | 0 | 0 | 0.65687 | 1.7467 | 0 | 0
2826 | 0 | 0.13098 | 59.6959 | 0 | 0 | 0 | 0 | 0 | 0 | 0 | 0 | 0 | 0 | 0.69738 | 0.5664 | 0 | 0
2827 | 0 | 0.6895 | 58.7208 | 0 | 0 | 0 | 0 | 0 | 0 | 0 | 0 | 0 | 0 | 0.72762 | 0.038125 | 0 | 0
2828 | 0 | 0.74173 | 57.6719 | 0 | 0 | 0 | 0 | 0 | 0 | 0 | 0 | 0 | 0 | 0.74173 | 0 | 0 | 0
2829 | 0 | 0.71379 | 56.6624 | 0 | 0 | 0 | 0 | 0 | 0 | 0 | 0 | 0 | 0 | 0.71379 | 0 | 0 | 0
2830 | 0 | 0.66651 | 55.7198 | 0 | 0 | 0 | 0 | 0 | 0 | 0 | 0 | 0 | 0 | 0.66651 | 0 | 0 | 0
2831 | 0 | 0.62051 | 54.8423 | 0 | 0 | 0 | 0 | 0 | 0 | 0 | 0 | 0 | 0 | 0.62051 | 0 | 0 | 0
2832 | 0 | 0.58513 | 54.0148 | 0 | 0 | 0 | 0 | 0 | 0 | 0 | 0 | 0 | 0 | 0.58513 | 0 | 0 | 0
2833 | 0 | 0.56115 | 53.2212 | 0 | 0 | 0 | 0 | 0 | 0 | 0 | 0 | 0 | 0 | 0.56115 | 0 | 0 | 0
2834 | 0 | 0.54833 | 52.4457 | 0 | 0 | 0 | 0 | 0 | 0 | 0 | 0 | 0 | 0 | 0.54833 | 0 | 0 | 0
2835 | 0 | 0.54386 | 51.6766 | 0 | 0 | 0 | 0 | 0 | 0 | 0 | 0 | 0 | 0 | 0.54386 | 0 | 0 | 0
2836 | 0 | 0.55955 | 50.8853 | 0 | 0 | 0 | 0 | 0 | 0 | 0 | 0 | 0 | 0 | 0.55955 | 0 | 0 | 0
2837 | 0 | 0.59756 | 50.0402 | 0 | 0 | 0 | 0 | 0 | 0 | 0 | 0 | 0 | 0 | 0.59756 | 0 | 0 | 0
2838 | 0 | 0.57453 | 49.2277 | 0 | 0 | 0 | 0 | 0 | 0 | 0 | 0 | 0 | 0 | 0.64633 | 0.0718 | 0 | 0
2839 | 0 | 0.029217 | 49.1864 | 0 | 0 | 0 | 0 | 0 | 0 | 0 | 0 | 0 | 0 | 0.67712 | 0.6479 | 0 | 0
2840 | 0 | 0 | 49.1864 | 0 | 0 | 0 | 0 | 0 | 0 | 0 | 0 | 0 | 0 | 0.68249 | 1.5865 | 0 | 0.90401
2841 | 0 | 0 | 49.1864 | 0 | 0 | 0 | 0 | 0 | 0 | 0 | 0 | 0 | 0 | 0.67715 | 2.8254 | 0 | 2.1483
2842 | 0 | 0 | 49.1864 | 0 | 0 | 0 | 0 | 0 | 0 | 0 | 0 | 0 | 0 | 0.6706 | 3.8405 | 0 | 3.1699
2843 | 0 | 0 | 49.1864 | 0 | 0 | 0 | 0 | 0 | 0 | 0 | 0 | 0 | 0 | 0.6811 | 4.4277 | 0 | 3.7466
2844 | 3.9826 | 0 | 52.0025 | 0 | 0 | 0 | 0 | 0 | 0 | 0 | 0 | 0 | 0 | 0.68091 | 4.6635 | 0 | 0
2845 | 3.9598 | 0 | 54.8025 | 0 | 0 | 0 | 0 | 0 | 0 | 0 | 0 | 0 | 0 | 0.68369 | 4.6435 | 0 | 0
2846 | 3.6568 | 0 | 57.3882 | 0 | 0 | 0 | 0 | 0 | 0 | 0 | 0 | 0 | 0 | 0.68793 | 4.3447 | 0 | 0
2847 | 3.0744 | 0 | 59.5621 | 0 | 0 | 0 | 0 | 0 | 0 | 0 | 0 | 0 | 0 | 0.68647 | 3.7609 | 0 | 0
2848 | 2.2014 | 0 | 61.1187 | 0 | 0 | 0 | 0 | 0 | 0 | 0 | 0 | 0 | 0 | 0.69224 | 2.8936 | 0 | 0
2849 | 1.0391 | 0 | 61.8535 | 0 | 0 | 0 | 0 | 0 | 0 | 0 | 0 | 0 | 0 | 0.70949 | 1.7486 | 0 | 0
2850 | 0 | 0.15637 | 61.6324 | 0 | 0 | 0 | 0 | 0 | 0 | 0 | 0 | 0 | 0 | 0.73087 | 0.5745 | 0 | 0
2851 | 0 | 0.71593 | 60.6199 | 0 | 0 | 0 | 0 | 0 | 0 | 0 | 0 | 0 | 0 | 0.75801 | 0.042075 | 0 | 0
2852 | 0 | 0.77164 | 59.5286 | 0 | 0 | 0 | 0 | 0 | 0 | 0 | 0 | 0 | 0 | 0.77164 | 0 | 0 | 0
2853 | 0 | 0.73678 | 58.4866 | 0 | 0 | 0 | 0 | 0 | 0 | 0 | 0 | 0 | 0 | 0.73678 | 0 | 0 | 0
2854 | 0 | 0.67917 | 57.5262 | 0 | 0 | 0 | 0 | 0 | 0 | 0 | 0 | 0 | 0 | 0.67917 | 0 | 0 | 0
2855 | 0 | 0.63032 | 56.6347 | 0 | 0 | 0 | 0 | 0 | 0 | 0 | 0 | 0 | 0 | 0.63032 | 0 | 0 | 0
2856 | 0 | 0.59658 | 55.7911 | 0 | 0 | 0 | 0 | 0 | 0 | 0 | 0 | 0 | 0 | 0.59658 | 0 | 0 | 0
2857 | 0 | 0.57113 | 54.9834 | 0 | 0 | 0 | 0 | 0 | 0 | 0 | 0 | 0 | 0 | 0.57113 | 0 | 0 | 0
2858 | 0 | 0.55872 | 54.1932 | 0 | 0 | 0 | 0 | 0 | 0 | 0 | 0 | 0 | 0 | 0.55872 | 0 | 0 | 0
2859 | 0 | 0.55524 | 53.408 | 0 | 0 | 0 | 0 | 0 | 0 | 0 | 0 | 0 | 0 | 0.55524 | 0 | 0 | 0
2860 | 0 | 0.56872 | 52.6037 | 0 | 0 | 0 | 0 | 0 | 0 | 0 | 0 | 0 | 0 | 0.56872 | 0 | 0 | 0
2861 | 0 | 0.60799 | 51.7439 | 0 | 0 | 0 | 0 | 0 | 0 | 0 | 0 | 0 | 0 | 0.60799 | 0 | 0 | 0
2862 | 0 | 0.59607 | 50.9009 | 0 | 0 | 0 | 0 | 0 | 0 | 0 | 0 | 0 | 0 | 0.66197 | 0.0659 | 0 | 0
2863 | 0 | 0.009855 | 50.8869 | 0 | 0 | 0 | 0 | 0 | 0 | 0 | 0 | 0 | 0 | 0.69446 | 0.6846 | 0 | 0
2864 | 0 | 0 | 50.8869 | 0 | 0 | 0 | 0 | 0 | 0 | 0 | 0 | 0 | 0 | 0.69686 | 1.9248 | 0 | 1.228
2865 | 0 | 0 | 50.8869 | 0 | 0 | 0 | 0 | 0 | 0 | 0 | 0 | 0 | 0 | 0.69348 | 3.0631 | 0 | 2.3696
2866 | 0 | 0 | 50.8869 | 0 | 0 | 0 | 0 | 0 | 0 | 0 | 0 | 0 | 0 | 0.69256 | 3.8876 | 0 | 3.195
2867 | 3.728 | 0 | 53.5231 | 0 | 0 | 0 | 0 | 0 | 0 | 0 | 0 | 0 | 0 | 0.68895 | 4.417 | 0 | 0
2868 | 3.9316 | 0 | 56.3031 | 0 | 0 | 0 | 0 | 0 | 0 | 0 | 0 | 0 | 0 | 0.67714 | 4.6087 | 0 | 0
2869 | 3.9271 | 0 | 59.08 | 0 | 0 | 0 | 0 | 0 | 0 | 0 | 0 | 0 | 0 | 0.67173 | 4.5988 | 0 | 0
2870 | 0 | 0 | 59.08 | 0 | 0 | 0 | 0 | 0 | 0 | 0 | 0 | 0 | 0 | 0.66987 | 4.3498 | 0 | 3.6799
2871 | 3.1339 | 0 | 61.296 | 0 | 0 | 0 | 0 | 0 | 0 | 0 | 0 | 0 | 0 | 0.6751 | 3.8091 | 0 | 0
2872 | 0 | 0 | 61.296 | 0 | 0 | 0 | 0 | 0 | 0 | 0 | 0 | 0 | 0 | 0.67975 | 2.9474 | 0 | 2.2677
2873 | 1.0793 | 0 | 62.0592 | 0 | 0 | 0 | 0 | 0 | 0 | 0 | 0 | 0 | 0 | 0.69262 | 1.7719 | 0 | 0
2874 | 0 | 0.15575 | 61.839 | 0 | 0 | 0 | 0 | 0 | 0 | 0 | 0 | 0 | 0 | 0.72075 | 0.565 | 0 | 0
2875 | 0 | 0.7115 | 60.8328 | 0 | 0 | 0 | 0 | 0 | 0 | 0 | 0 | 0 | 0 | 0.75425 | 0.04275 | 0 | 0
2876 | 0 | 0.76985 | 59.744 | 0 | 0 | 0 | 0 | 0 | 0 | 0 | 0 | 0 | 0 | 0.76985 | 0 | 0 | 0
2877 | 0 | 0.73584 | 58.7034 | 0 | 0 | 0 | 0 | 0 | 0 | 0 | 0 | 0 | 0 | 0.73584 | 0 | 0 | 0
2878 | 0 | 0.68195 | 57.739 | 0 | 0 | 0 | 0 | 0 | 0 | 0 | 0 | 0 | 0 | 0.68195 | 0 | 0 | 0
2879 | 0 | 0.63462 | 56.8415 | 0 | 0 | 0 | 0 | 0 | 0 | 0 | 0 | 0 | 0 | 0.63462 | 0 | 0 | 0
2880 | 0 | 0.60039 | 55.9924 | 0 | 0 | 0 | 0 | 0 | 0 | 0 | 0 | 0 | 0 | 0.60039 | 0 | 0 | 0
2881 | 0 | 0.57848 | 55.1743 | 0 | 0 | 0 | 0 | 0 | 0 | 0 | 0 | 0 | 0 | 0.57848 | 0 | 0 | 0
2882 | 0 | 0.5633 | 54.3777 | 0 | 0 | 0 | 0 | 0 | 0 | 0 | 0 | 0 | 0 | 0.5633 | 0 | 0 | 0
2883 | 0 | 0.5628 | 53.5818 | 0 | 0 | 0 | 0 | 0 | 0 | 0 | 0 | 0 | 0 | 0.5628 | 0 | 0 | 0
2884 | 0 | 0.57549 | 52.7679 | 0 | 0 | 0 | 0 | 0 | 0 | 0 | 0 | 0 | 0 | 0.57549 | 0 | 0 | 0
2885 | 0 | 0.61336 | 51.9005 | 0 | 0 | 0 | 0 | 0 | 0 | 0 | 0 | 0 | 0 | 0.61336 | 0 | 0 | 0
2886 | 0 | 0.59412 | 51.0603 | 0 | 0 | 0 | 0 | 0 | 0 | 0 | 0 | 0 | 0 | 0.66082 | 0.0667 | 0 | 0
2887 | 0 | 0.014779 | 51.0394 | 0 | 0 | 0 | 0 | 0 | 0 | 0 | 0 | 0 | 0 | 0.68808 | 0.6733 | 0 | 0
2888 | 0 | 0 | 51.0394 | 0 | 0 | 0 | 0 | 0 | 0 | 0 | 0 | 0 | 0 | 0.68899 | 1.913 | 0 | 1.2241
2889 | 0 | 0 | 51.0394 | 0 | 0 | 0 | 0 | 0 | 0 | 0 | 0 | 0 | 0 | 0.67859 | 3.0507 | 0 | 2.3721
2890 | 3.2159 | 0 | 53.3134 | 0 | 0 | 0 | 0 | 0 | 0 | 0 | 0 | 0 | 0 | 0.65876 | 3.8747 | 0 | 0
2891 | 3.7855 | 0 | 55.9901 | 0 | 0 | 0 | 0 | 0 | 0 | 0 | 0 | 0 | 0 | 0.64384 | 4.4293 | 0 | 0
2892 | 0 | 0 | 55.9901 | 0 | 0 | 0 | 0 | 0 | 0 | 0 | 0 | 0 | 0 | 0.64034 | 4.6513 | 0 | 4.011
2893 | 0 | 0 | 55.9901 | 0 | 0 | 0 | 0 | 0 | 0 | 0 | 0 | 0 | 0 | 0.64467 | 4.6013 | 0 | 3.9566
2894 | 3.6328 | 0 | 58.5588 | 0 | 0 | 0 | 0 | 0 | 0 | 0 | 0 | 0 | 0 | 0.65423 | 4.287 | 0 | 0
2895 | 2.6646 | 0 | 60.443 | 0 | 0 | 0 | 0 | 0 | 0 | 0 | 0 | 0 | 0 | 0.66126 | 3.3258 | 0 | 0
2896 | 2.1627 | 0 | 61.9723 | 0 | 0 | 0 | 0 | 0 | 0 | 0 | 0 | 0 | 0 | 0.67584 | 2.8386 | 0 | 0
2897 | 0.89777 | 0 | 62.6071 | 0 | 0 | 0 | 0 | 0 | 0 | 0 | 0 | 0 | 0 | 0.70348 | 1.6013 | 0 | 0
2898 | 0 | 0.18081 | 62.3514 | 0 | 0 | 0 | 0 | 0 | 0 | 0 | 0 | 0 | 0 | 0.73666 | 0.55585 | 0 | 0
2899 | 0 | 0.69041 | 61.375 | 0 | 0 | 0 | 0 | 0 | 0 | 0 | 0 | 0 | 0 | 0.76709 | 0.076675 | 0 | 0
2900 | 0 | 0.7878 | 60.2609 | 0 | 0 | 0 | 0 | 0 | 0 | 0 | 0 | 0 | 0 | 0.7878 | 0 | 0 | 0
2901 | 0 | 0.75527 | 59.1928 | 0 | 0 | 0 | 0 | 0 | 0 | 0 | 0 | 0 | 0 | 0.75527 | 0 | 0 | 0
2902 | 0 | 0.69815 | 58.2054 | 0 | 0 | 0 | 0 | 0 | 0 | 0 | 0 | 0 | 0 | 0.69815 | 0 | 0 | 0
2903 | 0 | 0.651 | 57.2848 | 0 | 0 | 0 | 0 | 0 | 0 | 0 | 0 | 0 | 0 | 0.651 | 0 | 0 | 0
2904 | 0 | 0.61878 | 56.4097 | 0 | 0 | 0 | 0 | 0 | 0 | 0 | 0 | 0 | 0 | 0.61878 | 0 | 0 | 0
2905 | 0 | 0.60333 | 55.5565 | 0 | 0 | 0 | 0 | 0 | 0 | 0 | 0 | 0 | 0 | 0.60333 | 0 | 0 | 0
2906 | 0 | 0.58707 | 54.7262 | 0 | 0 | 0 | 0 | 0 | 0 | 0 | 0 | 0 | 0 | 0.58707 | 0 | 0 | 0
2907 | 0 | 0.5719 | 53.9174 | 0 | 0 | 0 | 0 | 0 | 0 | 0 | 0 | 0 | 0 | 0.5719 | 0 | 0 | 0
2908 | 0 | 0.57787 | 53.1002 | 0 | 0 | 0 | 0 | 0 | 0 | 0 | 0 | 0 | 0 | 0.57787 | 0 | 0 | 0
2909 | 0 | 0.62024 | 52.223 | 0 | 0 | 0 | 0 | 0 | 0 | 0 | 0 | 0 | 0 | 0.62024 | 0 | 0 | 0
2910 | 0 | 0.58007 | 51.4027 | 0 | 0 | 0 | 0 | 0 | 0 | 0 | 0 | 0 | 0 | 0.65747 | 0.0774 | 0 | 0
2911 | 0 | 0 | 51.4027 | 0 | 0 | 0 | 0 | 0 | 0 | 0 | 0 | 0 | 0 | 0.68029 | 0.691 | 0 | 0.010715
2912 | 1.1824 | 0 | 52.2388 | 0 | 0 | 0 | 0 | 0 | 0 | 0 | 0 | 0 | 0 | 0.68155 | 1.8639 | 0 | 0
2913 | 2.3063 | 0 | 53.8696 | 0 | 0 | 0 | 0 | 0 | 0 | 0 | 0 | 0 | 0 | 0.67521 | 2.9815 | 0 | 0
2914 | 0 | 0 | 53.8696 | 0 | 0 | 0 | 0 | 0 | 0 | 0 | 0 | 0 | 0 | 0.65884 | 3.7963 | 0 | 3.1374
2915 | 3.652 | 0 | 56.4519 | 0 | 0 | 0 | 0 | 0 | 0 | 0 | 0 | 0 | 0 | 0.65527 | 4.3072 | 0 | 0
2916 | 0 | 0 | 56.4519 | 0 | 0 | 0 | 0 | 0 | 0 | 0 | 0 | 0 | 0 | 0.65546 | 4.5536 | 0 | 3.8981
2917 | 3.8689 | 0 | 59.1876 | 0 | 0 | 0 | 0 | 0 | 0 | 0 | 0 | 0 | 0 | 0.66329 | 4.5321 | 0 | 0
2918 | 3.5477 | 0 | 61.6962 | 0 | 0 | 0 | 0 | 0 | 0 | 0 | 0 | 0 | 0 | 0.67175 | 4.2195 | 0 | 0
2919 | 0 | 0 | 61.6962 | 0 | 0 | 0 | 0 | 0 | 0 | 0 | 0 | 0 | 0 | 0.68215 | 3.646 | 0 | 2.9639
2920 | 2.1059 | 0 | 63.1853 | 0 | 0 | 0 | 0 | 0 | 0 | 0 | 0 | 0 | 0 | 0.70139 | 2.8073 | 0 | 0
2921 | 0 | 0 | 63.1853 | 0 | 0 | 0 | 0 | 0 | 0 | 0 | 0 | 0 | 0 | 0.7292 | 1.6946 | 0 | 0.96535
2922 | 0 | 0.17865 | 62.9327 | 0 | 0 | 0 | 0 | 0 | 0 | 0 | 0 | 0 | 0 | 0.75685 | 0.5782 | 0 | 0
2923 | 0 | 0.73176 | 61.8978 | 0 | 0 | 0 | 0 | 0 | 0 | 0 | 0 | 0 | 0 | 0.78451 | 0.05275 | 0 | 0
2924 | 0 | 0.79896 | 60.7679 | 0 | 0 | 0 | 0 | 0 | 0 | 0 | 0 | 0 | 0 | 0.79896 | 0 | 0 | 0
2925 | 0 | 0.76297 | 59.6889 | 0 | 0 | 0 | 0 | 0 | 0 | 0 | 0 | 0 | 0 | 0.76297 | 0 | 0 | 0
2926 | 0 | 0.70562 | 58.691 | 0 | 0 | 0 | 0 | 0 | 0 | 0 | 0 | 0 | 0 | 0.70562 | 0 | 0 | 0
2927 | 0 | 0.65358 | 57.7667 | 0 | 0 | 0 | 0 | 0 | 0 | 0 | 0 | 0 | 0 | 0.65358 | 0 | 0 | 0
2928 | 0 | 0.62186 | 56.8873 | 0 | 0 | 0 | 0 | 0 | 0 | 0 | 0 | 0 | 0 | 0.62186 | 0 | 0 | 0
2929 | 0 | 0.59951 | 56.0395 | 0 | 0 | 0 | 0 | 0 | 0 | 0 | 0 | 0 | 0 | 0.59951 | 0 | 0 | 0
2930 | 0 | 0.58426 | 55.2132 | 0 | 0 | 0 | 0 | 0 | 0 | 0 | 0 | 0 | 0 | 0.58426 | 0 | 0 | 0
2931 | 0 | 0.57938 | 54.3938 | 0 | 0 | 0 | 0 | 0 | 0 | 0 | 0 | 0 | 0 | 0.57938 | 0 | 0 | 0
2932 | 0 | 0.58025 | 53.5732 | 0 | 0 | 0 | 0 | 0 | 0 | 0 | 0 | 0 | 0 | 0.58025 | 0 | 0 | 0
2933 | 0 | 0.61418 | 52.7046 | 0 | 0 | 0 | 0 | 0 | 0 | 0 | 0 | 0 | 0 | 0.61418 | 0 | 0 | 0
2934 | 0 | 0.5794 | 51.8852 | 0 | 0 | 0 | 0 | 0 | 0 | 0 | 0 | 0 | 0 | 0.66085 | 0.08145 | 0 | 0
2935 | 0 | 0 | 51.8852 | 0 | 0 | 0 | 0 | 0 | 0 | 0 | 0 | 0 | 0 | 0.688 | 0.6979 | 0 | 0.009897
2936 | 0 | 0 | 51.8852 | 0 | 0 | 0 | 0 | 0 | 0 | 0 | 0 | 0 | 0 | 0.68979 | 1.6479 | 0 | 0.95806
2937 | 2.2539 | 0 | 53.479 | 0 | 0 | 0 | 0 | 0 | 0 | 0 | 0 | 0 | 0 | 0.68611 | 2.94 | 0 | 0
2938 | 2.3612 | 0 | 55.1486 | 0 | 0 | 0 | 0 | 0 | 0 | 0 | 0 | 0 | 0 | 0.67966 | 3.0409 | 0 | 0
2939 | 2.5375 | 0 | 56.9429 | 0 | 0 | 0 | 0 | 0 | 0 | 0 | 0 | 0 | 0 | 0.66698 | 3.2045 | 0 | 0
2940 | 2.4099 | 0 | 58.647 | 0 | 0 | 0 | 0 | 0 | 0 | 0 | 0 | 0 | 0 | 0.66231 | 3.0722 | 0 | 0
2941 | 2.2533 | 0 | 60.2404 | 0 | 0 | 0 | 0 | 0 | 0 | 0 | 0 | 0 | 0 | 0.67023 | 2.9236 | 0 | 0
2942 | 2.2543 | 0 | 61.8344 | 0 | 0 | 0 | 0 | 0 | 0 | 0 | 0 | 0 | 0 | 0.68113 | 2.9354 | 0 | 0
2943 | 2.5378 | 0 | 63.6289 | 0 | 0 | 0 | 0 | 0 | 0 | 0 | 0 | 0 | 0 | 0.69923 | 3.237 | 0 | 0
2944 | 1.6414 | 0 | 64.7895 | 0 | 0 | 0 | 0 | 0 | 0 | 0 | 0 | 0 | 0 | 0.71783 | 2.3592 | 0 | 0
2945 | 0.50012 | 0 | 65.1431 | 0 | 0 | 0 | 0 | 0 | 0 | 0 | 0 | 0 | 0 | 0.74448 | 1.2446 | 0 | 0
2946 | 0 | 0.16647 | 64.9077 | 0 | 0 | 0 | 0 | 0 | 0 | 0 | 0 | 0 | 0 | 0.75987 | 0.5934 | 0 | 0
2947 | 0 | 0.71379 | 63.8983 | 0 | 0 | 0 | 0 | 0 | 0 | 0 | 0 | 0 | 0 | 0.77558 | 0.0618 | 0 | 0
2948 | 0 | 0.78673 | 62.7857 | 0 | 0 | 0 | 0 | 0 | 0 | 0 | 0 | 0 | 0 | 0.78673 | 0 | 0 | 0
2949 | 0 | 0.75697 | 61.7151 | 0 | 0 | 0 | 0 | 0 | 0 | 0 | 0 | 0 | 0 | 0.75697 | 0 | 0 | 0
2950 | 0 | 0.70842 | 60.7133 | 0 | 0 | 0 | 0 | 0 | 0 | 0 | 0 | 0 | 0 | 0.70842 | 0 | 0 | 0
2951 | 0 | 0.66525 | 59.7725 | 0 | 0 | 0 | 0 | 0 | 0 | 0 | 0 | 0 | 0 | 0.66525 | 0 | 0 | 0
2952 | 0 | 0.6308 | 58.8804 | 0 | 0 | 0 | 0 | 0 | 0 | 0 | 0 | 0 | 0 | 0.6308 | 0 | 0 | 0
2953 | 0 | 0.59941 | 58.0327 | 0 | 0 | 0 | 0 | 0 | 0 | 0 | 0 | 0 | 0 | 0.59941 | 0 | 0 | 0
2954 | 0 | 0.58197 | 57.2097 | 0 | 0 | 0 | 0 | 0 | 0 | 0 | 0 | 0 | 0 | 0.58197 | 0 | 0 | 0
2955 | 0 | 0.57154 | 56.4014 | 0 | 0 | 0 | 0 | 0 | 0 | 0 | 0 | 0 | 0 | 0.57154 | 0 | 0 | 0
2956 | 0 | 0.57334 | 55.5906 | 0 | 0 | 0 | 0 | 0 | 0 | 0 | 0 | 0 | 0 | 0.57334 | 0 | 0 | 0
2957 | 0 | 0.58571 | 54.7622 | 0 | 0 | 0 | 0 | 0 | 0 | 0 | 0 | 0 | 0 | 0.58571 | 0 | 0 | 0
2958 | 0 | 0.57023 | 53.9558 | 0 | 0 | 0 | 0 | 0 | 0 | 0 | 0 | 0 | 0 | 0.59508 | 0.02485 | 0 | 0
2959 | 0 | 0.29875 | 53.5333 | 0 | 0 | 0 | 0 | 0 | 0 | 0 | 0 | 0 | 0 | 0.60235 | 0.3036 | 0 | 0
2960 | 0 | 0.035774 | 53.4827 | 0 | 0 | 0 | 0 | 0 | 0 | 0 | 0 | 0 | 0 | 0.60672 | 0.57095 | 0 | 0
2961 | 1.2882 | 0 | 54.3936 | 0 | 0 | 0 | 0 | 0 | 0 | 0 | 0 | 0 | 0 | 0.59572 | 1.8839 | 0 | 0
2962 | 2.175 | 0 | 55.9316 | 0 | 0 | 0 | 0 | 0 | 0 | 0 | 0 | 0 | 0 | 0.57796 | 2.7529 | 0 | 0
2963 | 2.5486 | 0 | 57.7337 | 0 | 0 | 0 | 0 | 0 | 0 | 0 | 0 | 0 | 0 | 0.57312 | 3.1217 | 0 | 0
2964 | 1.7034 | 0 | 58.9382 | 0 | 0 | 0 | 0 | 0 | 0 | 0 | 0 | 0 | 0 | 0.57259 | 2.276 | 0 | 0
2965 | 2.688 | 0 | 60.8389 | 0 | 0 | 0 | 0 | 0 | 0 | 0 | 0 | 0 | 0 | 0.57896 | 3.267 | 0 | 0
2966 | 3.7705 | 0 | 63.505 | 0 | 0 | 0 | 0 | 0 | 0 | 0 | 0 | 0 | 0 | 0.59228 | 4.3628 | 0 | 0
2967 | 2.2935 | 0 | 65.1268 | 0 | 0 | 0 | 0 | 0 | 0 | 0 | 0 | 0 | 0 | 0.61635 | 2.9099 | 0 | 0
2968 | 1.7129 | 0 | 66.338 | 0 | 0 | 0 | 0 | 0 | 0 | 0 | 0 | 0 | 0 | 0.64648 | 2.3594 | 0 | 0
2969 | 0 | 0 | 66.338 | 0 | 0 | 0 | 0 | 0 | 0 | 0 | 0 | 0 | 0 | 0.67594 | 1.3318 | 0 | 0.65591
2970 | 0 | 0.10941 | 66.1832 | 0 | 0 | 0 | 0 | 0 | 0 | 0 | 0 | 0 | 0 | 0.70571 | 0.5963 | 0 | 0
2971 | 0 | 0.66286 | 65.2458 | 0 | 0 | 0 | 0 | 0 | 0 | 0 | 0 | 0 | 0 | 0.72603 | 0.063175 | 0 | 0
2972 | 0 | 0.73955 | 64.1999 | 0 | 0 | 0 | 0 | 0 | 0 | 0 | 0 | 0 | 0 | 0.73955 | 0 | 0 | 0
2973 | 0 | 0.71339 | 63.1911 | 0 | 0 | 0 | 0 | 0 | 0 | 0 | 0 | 0 | 0 | 0.71339 | 0 | 0 | 0
2974 | 0 | 0.67278 | 62.2396 | 0 | 0 | 0 | 0 | 0 | 0 | 0 | 0 | 0 | 0 | 0.67278 | 0 | 0 | 0
2975 | 0 | 0.63863 | 61.3365 | 0 | 0 | 0 | 0 | 0 | 0 | 0 | 0 | 0 | 0 | 0.63863 | 0 | 0 | 0
2976 | 0 | 0.59399 | 60.4964 | 0 | 0 | 0 | 0 | 0 | 0 | 0 | 0 | 0 | 0 | 0.59399 | 0 | 0 | 0
2977 | 0 | 0.56728 | 59.6942 | 0 | 0 | 0 | 0 | 0 | 0 | 0 | 0 | 0 | 0 | 0.56728 | 0 | 0 | 0
2978 | 0 | 0.5505 | 58.9156 | 0 | 0 | 0 | 0 | 0 | 0 | 0 | 0 | 0 | 0 | 0.5505 | 0 | 0 | 0
2979 | 0 | 0.53987 | 58.1522 | 0 | 0 | 0 | 0 | 0 | 0 | 0 | 0 | 0 | 0 | 0.53987 | 0 | 0 | 0
2980 | 0 | 0.5379 | 57.3915 | 0 | 0 | 0 | 0 | 0 | 0 | 0 | 0 | 0 | 0 | 0.5379 | 0 | 0 | 0
2981 | 0 | 0.54256 | 56.6242 | 0 | 0 | 0 | 0 | 0 | 0 | 0 | 0 | 0 | 0 | 0.54256 | 0 | 0 | 0
2982 | 0 | 0.45463 | 55.9812 | 0 | 0 | 0 | 0 | 0 | 0 | 0 | 0 | 0 | 0 | 0.54466 | 0.090025 | 0 | 0
2983 | 0 | 0 | 55.9812 | 0 | 0 | 0 | 0 | 0 | 0 | 0 | 0 | 0 | 0 | 0.54704 | 0.6026 | 0 | 0.05556
2984 | 0.49537 | 0 | 56.3315 | 0 | 0 | 0 | 0 | 0 | 0 | 0 | 0 | 0 | 0 | 0.54918 | 1.0446 | 0 | 0
2985 | 1.5806 | 0 | 57.4491 | 0 | 0 | 0 | 0 | 0 | 0 | 0 | 0 | 0 | 0 | 0.53163 | 2.1122 | 0 | 0
2986 | 1.5493 | 0 | 58.5446 | 0 | 0 | 0 | 0 | 0 | 0 | 0 | 0 | 0 | 0 | 0.51607 | 2.0654 | 0 | 0
2987 | 2.1431 | 0 | 60.06 | 0 | 0 | 0 | 0 | 0 | 0 | 0 | 0 | 0 | 0 | 0.50593 | 2.649 | 0 | 0
2988 | 2.3358 | 0 | 61.7116 | 0 | 0 | 0 | 0 | 0 | 0 | 0 | 0 | 0 | 0 | 0.50194 | 2.8377 | 0 | 0
2989 | 1.9182 | 0 | 63.068 | 0 | 0 | 0 | 0 | 0 | 0 | 0 | 0 | 0 | 0 | 0.50389 | 2.4221 | 0 | 0
2990 | 1.7251 | 0 | 64.2879 | 0 | 0 | 0 | 0 | 0 | 0 | 0 | 0 | 0 | 0 | 0.51695 | 2.242 | 0 | 0
2991 | 0 | 0 | 64.2879 | 0 | 0 | 0 | 0 | 0 | 0 | 0 | 0 | 0 | 0 | 0.54321 | 1.3056 | 0 | 0.76239
2992 | 1.8573 | 0 | 65.6012 | 0 | 0 | 0 | 0 | 0 | 0 | 0 | 0 | 0 | 0 | 0.57475 | 2.432 | 0 | 0
2993 | 0 | 0 | 65.6012 | 0 | 0 | 0 | 0 | 0 | 0 | 0 | 0 | 0 | 0 | 0.62141 | 1.0454 | 0 | 0.42394
2994 | 0 | 0.576 | 64.7866 | 0 | 0 | 0 | 0 | 0 | 0 | 0 | 0 | 0 | 0 | 0.65992 | 0.083925 | 0 | 0
2995 | 0 | 0.69336 | 63.806 | 0 | 0 | 0 | 0 | 0 | 0 | 0 | 0 | 0 | 0 | 0.69336 | 0 | 0 | 0
2996 | 0 | 0.71751 | 62.7913 | 0 | 0 | 0 | 0 | 0 | 0 | 0 | 0 | 0 | 0 | 0.71751 | 0 | 0 | 0
2997 | 0 | 0.69305 | 61.8112 | 0 | 0 | 0 | 0 | 0 | 0 | 0 | 0 | 0 | 0 | 0.69305 | 0 | 0 | 0
2998 | 0 | 0.64784 | 60.895 | 0 | 0 | 0 | 0 | 0 | 0 | 0 | 0 | 0 | 0 | 0.64784 | 0 | 0 | 0
2999 | 0 | 0.60448 | 60.0401 | 0 | 0 | 0 | 0 | 0 | 0 | 0 | 0 | 0 | 0 | 0.60448 | 0 | 0 | 0
3000 | 0 | 0.57863 | 59.2218 | 0 | 0 | 0 | 0 | 0 | 0 | 0 | 0 | 0 | 0 | 0.57863 | 0 | 0 | 0
3001 | 0 | 0.56404 | 58.4241 | 0 | 0 | 0 | 0 | 0 | 0 | 0 | 0 | 0 | 0 | 0.56404 | 0 | 0 | 0
3002 | 0 | 0.55488 | 57.6394 | 0 | 0 | 0 | 0 | 0 | 0 | 0 | 0 | 0 | 0 | 0.55488 | 0 | 0 | 0
3003 | 0 | 0.55203 | 56.8587 | 0 | 0 | 0 | 0 | 0 | 0 | 0 | 0 | 0 | 0 | 0.55203 | 0 | 0 | 0
3004 | 0 | 0.55772 | 56.07 | 0 | 0 | 0 | 0 | 0 | 0 | 0 | 0 | 0 | 0 | 0.55772 | 0 | 0 | 0
3005 | 0 | 0.59564 | 55.2276 | 0 | 0 | 0 | 0 | 0 | 0 | 0 | 0 | 0 | 0 | 0.59564 | 0 | 0 | 0
3006 | 0 | 0.53947 | 54.4647 | 0 | 0 | 0 | 0 | 0 | 0 | 0 | 0 | 0 | 0 | 0.64297 | 0.1035 | 0 | 0
3007 | 0 | 0.039598 | 54.4087 | 0 | 0 | 0 | 0 | 0 | 0 | 0 | 0 | 0 | 0 | 0.68725 | 0.64765 | 0 | 0
3008 | 0 | 0.20569 | 54.1178 | 0 | 0 | 0 | 0 | 0 | 0 | 0 | 0 | 0 | 0 | 0.69794 | 0.49225 | 0 | 0
3009 | 0 | 0 | 54.1178 | 0 | 0 | 0 | 0 | 0 | 0 | 0 | 0 | 0 | 0 | 0.70173 | 1.2876 | 0 | 0.58592
3010 | 0 | 0 | 54.1178 | 0 | 0 | 0 | 0 | 0 | 0 | 0 | 0 | 0 | 0 | 0.6957 | 2.9509 | 0 | 2.2552
3011 | 3.3053 | 0 | 56.455 | 0 | 0 | 0 | 0 | 0 | 0 | 0 | 0 | 0 | 0 | 0.69034 | 3.9956 | 0 | 0
3012 | 3.3203 | 0 | 58.8028 | 0 | 0 | 0 | 0 | 0 | 0 | 0 | 0 | 0 | 0 | 0.68065 | 4.0009 | 0 | 0
3013 | 3.0133 | 0 | 60.9335 | 0 | 0 | 0 | 0 | 0 | 0 | 0 | 0 | 0 | 0 | 0.67707 | 3.6904 | 0 | 0
3014 | 2.8653 | 0 | 62.9596 | 0 | 0 | 0 | 0 | 0 | 0 | 0 | 0 | 0 | 0 | 0.67395 | 3.5392 | 0 | 0
3015 | 0 | 0.25358 | 62.601 | 0 | 0 | 0 | 0 | 0 | 0 | 0 | 0 | 0 | 0 | 0.68198 | 0.4284 | 0 | 0
3016 | 0 | 0.6439 | 61.6903 | 0 | 0 | 0 | 0 | 0 | 0 | 0 | 0 | 0 | 0 | 0.68833 | 0.044425 | 0 | 0
3017 | 0 | 0.69478 | 60.7078 | 0 | 0 | 0 | 0 | 0 | 0 | 0 | 0 | 0 | 0 | 0.70415 | 0.009375 | 0 | 0
3018 | 0 | 0.19426 | 60.433 | 0 | 0 | 0 | 0 | 0 | 0 | 0 | 0 | 0 | 0 | 0.72972 | 0.53545 | 0 | 0
3019 | 0 | 0.69059 | 59.4564 | 0 | 0 | 0 | 0 | 0 | 0 | 0 | 0 | 0 | 0 | 0.76049 | 0.0699 | 0 | 0
3020 | 0 | 0.77858 | 58.3553 | 0 | 0 | 0 | 0 | 0 | 0 | 0 | 0 | 0 | 0 | 0.77858 | 0 | 0 | 0
3021 | 0 | 0.74184 | 57.3062 | 0 | 0 | 0 | 0 | 0 | 0 | 0 | 0 | 0 | 0 | 0.74184 | 0 | 0 | 0
3022 | 0 | 0.68567 | 56.3365 | 0 | 0 | 0 | 0 | 0 | 0 | 0 | 0 | 0 | 0 | 0.68567 | 0 | 0 | 0
3023 | 0 | 0.63776 | 55.4346 | 0 | 0 | 0 | 0 | 0 | 0 | 0 | 0 | 0 | 0 | 0.63776 | 0 | 0 | 0
3024 | 0 | 0.61041 | 54.5713 | 0 | 0 | 0 | 0 | 0 | 0 | 0 | 0 | 0 | 0 | 0.61041 | 0 | 0 | 0
3025 | 0 | 0.58792 | 53.7399 | 0 | 0 | 0 | 0 | 0 | 0 | 0 | 0 | 0 | 0 | 0.58792 | 0 | 0 | 0
3026 | 0 | 0.57386 | 52.9283 | 0 | 0 | 0 | 0 | 0 | 0 | 0 | 0 | 0 | 0 | 0.57386 | 0 | 0 | 0
3027 | 0 | 0.56749 | 52.1258 | 0 | 0 | 0 | 0 | 0 | 0 | 0 | 0 | 0 | 0 | 0.56749 | 0 | 0 | 0
3028 | 0 | 0.57316 | 51.3152 | 0 | 0 | 0 | 0 | 0 | 0 | 0 | 0 | 0 | 0 | 0.57316 | 0 | 0 | 0
3029 | 0 | 0.61058 | 50.4517 | 0 | 0 | 0 | 0 | 0 | 0 | 0 | 0 | 0 | 0 | 0.61058 | 0 | 0 | 0
3030 | 0 | 0.5542 | 49.668 | 0 | 0 | 0 | 0 | 0 | 0 | 0 | 0 | 0 | 0 | 0.66283 | 0.10862 | 0 | 0
3031 | 0 | 0.055934 | 49.5889 | 0 | 0 | 0 | 0 | 0 | 0 | 0 | 0 | 0 | 0 | 0.69983 | 0.6439 | 0 | 0
3032 | 0 | 0 | 49.5889 | 0 | 0 | 0 | 0 | 0 | 0 | 0 | 0 | 0 | 0 | 0.71023 | 1.0358 | 0 | 0.32562
3033 | 2.3559 | 0 | 51.2547 | 0 | 0 | 0 | 0 | 0 | 0 | 0 | 0 | 0 | 0 | 0.70074 | 3.0566 | 0 | 0
3034 | 2.6482 | 0 | 53.1273 | 0 | 0 | 0 | 0 | 0 | 0 | 0 | 0 | 0 | 0 | 0.69642 | 3.3446 | 0 | 0
3035 | 2.0357 | 0 | 54.5668 | 0 | 0 | 0 | 0 | 0 | 0 | 0 | 0 | 0 | 0 | 0.68893 | 2.7247 | 0 | 0
3036 | 0 | 0 | 54.5668 | 0 | 0 | 0 | 0 | 0 | 0 | 0 | 0 | 0 | 0 | 0.67727 | 3.3489 | 0 | 2.6716
3037 | 0 | 0 | 54.5668 | 0 | 0 | 0 | 0 | 0 | 0 | 0 | 0 | 0 | 0 | 0.68293 | 2.7714 | 0 | 2.0885
3038 | 1.5498 | 0 | 55.6626 | 0 | 0 | 0 | 0 | 0 | 0 | 0 | 0 | 0 | 0 | 0.68368 | 2.2335 | 0 | 0
3039 | 3.0898 | 0 | 57.8474 | 0 | 0 | 0 | 0 | 0 | 0 | 0 | 0 | 0 | 0 | 0.69349 | 3.7832 | 0 | 0
3040 | 1.6384 | 0 | 59.006 | 0 | 0 | 0 | 0 | 0 | 0 | 0 | 0 | 0 | 0 | 0.6986 | 2.337 | 0 | 0
3041 | 0 | 0 | 59.006 | 0 | 0 | 0 | 0 | 0 | 0 | 0 | 0 | 0 | 0 | 0.71012 | 1.2254 | 0 | 0.51528
3042 | 0 | 0.30347 | 58.5768 | 0 | 0 | 0 | 0 | 0 | 0 | 0 | 0 | 0 | 0 | 0.73672 | 0.43325 | 0 | 0
3043 | 0 | 0.72012 | 57.5584 | 0 | 0 | 0 | 0 | 0 | 0 | 0 | 0 | 0 | 0 | 0.76534 | 0.045225 | 0 | 0
3044 | 0 | 0.7843 | 56.4492 | 0 | 0 | 0 | 0 | 0 | 0 | 0 | 0 | 0 | 0 | 0.7843 | 0 | 0 | 0
3045 | 0 | 0.75055 | 55.3878 | 0 | 0 | 0 | 0 | 0 | 0 | 0 | 0 | 0 | 0 | 0.75055 | 0 | 0 | 0
3046 | 0 | 0.69504 | 54.4048 | 0 | 0 | 0 | 0 | 0 | 0 | 0 | 0 | 0 | 0 | 0.69504 | 0 | 0 | 0
3047 | 0 | 0.64516 | 53.4924 | 0 | 0 | 0 | 0 | 0 | 0 | 0 | 0 | 0 | 0 | 0.64516 | 0 | 0 | 0
3048 | 0 | 0.61849 | 52.6178 | 0 | 0 | 0 | 0 | 0 | 0 | 0 | 0 | 0 | 0 | 0.61849 | 0 | 0 | 0
3049 | 0 | 0.60186 | 51.7666 | 0 | 0 | 0 | 0 | 0 | 0 | 0 | 0 | 0 | 0 | 0.60186 | 0 | 0 | 0
3050 | 0 | 0.58413 | 50.9405 | 0 | 0 | 0 | 0 | 0 | 0 | 0 | 0 | 0 | 0 | 0.58413 | 0 | 0 | 0
3051 | 0 | 0.56997 | 50.1345 | 0 | 0 | 0 | 0 | 0 | 0 | 0 | 0 | 0 | 0 | 0.56997 | 0 | 0 | 0
3052 | 0 | 0.57355 | 49.3233 | 0 | 0 | 0 | 0 | 0 | 0 | 0 | 0 | 0 | 0 | 0.57355 | 0 | 0 | 0
3053 | 0 | 0.61095 | 48.4593 | 0 | 0 | 0 | 0 | 0 | 0 | 0 | 0 | 0 | 0 | 0.61095 | 0 | 0 | 0
3054 | 0 | 0.55475 | 47.6748 | 0 | 0 | 0 | 0 | 0 | 0 | 0 | 0 | 0 | 0 | 0.66313 | 0.10837 | 0 | 0
3055 | 0 | 0 | 47.6748 | 0 | 0 | 0 | 0 | 0 | 0 | 0 | 0 | 0 | 0 | 0.70571 | 0.72645 | 0 | 0.020741
3056 | 1.1406 | 0 | 48.4813 | 0 | 0 | 0 | 0 | 0 | 0 | 0 | 0 | 0 | 0 | 0.72116 | 1.8618 | 0 | 0
3057 | 0 | 0 | 48.4813 | 0 | 0 | 0 | 0 | 0 | 0 | 0 | 0 | 0 | 0 | 0.71992 | 2.9536 | 0 | 2.2337
3058 | 3.0862 | 0 | 50.6636 | 0 | 0 | 0 | 0 | 0 | 0 | 0 | 0 | 0 | 0 | 0.71537 | 3.8016 | 0 | 0
3059 | 3.6727 | 0 | 53.2606 | 0 | 0 | 0 | 0 | 0 | 0 | 0 | 0 | 0 | 0 | 0.7106 | 4.3834 | 0 | 0
3060 | 3.9082 | 0 | 56.0241 | 0 | 0 | 0 | 0 | 0 | 0 | 0 | 0 | 0 | 0 | 0.70866 | 4.6169 | 0 | 0
3061 | 3.8856 | 0 | 58.7717 | 0 | 0 | 0 | 0 | 0 | 0 | 0 | 0 | 0 | 0 | 0.71488 | 4.6005 | 0 | 0
3062 | 0 | 0 | 58.7717 | 0 | 0 | 0 | 0 | 0 | 0 | 0 | 0 | 0 | 0 | 0.72298 | 2.0217 | 0 | 1.2987
3063 | 0.53141 | 0 | 59.1474 | 0 | 0 | 0 | 0 | 0 | 0 | 0 | 0 | 0 | 0 | 0.72693 | 1.2584 | 0 | 0
3064 | 1.1279 | 0 | 59.945 | 0 | 0 | 0 | 0 | 0 | 0 | 0 | 0 | 0 | 0 | 0.7246 | 1.8525 | 0 | 0
3065 | 0.28062 | 0 | 60.1434 | 0 | 0 | 0 | 0 | 0 | 0 | 0 | 0 | 0 | 0 | 0.73438 | 1.015 | 0 | 0
3066 | 0 | 0.32217 | 59.6878 | 0 | 0 | 0 | 0 | 0 | 0 | 0 | 0 | 0 | 0 | 0.75367 | 0.4315 | 0 | 0
3067 | 0 | 0.73172 | 58.653 | 0 | 0 | 0 | 0 | 0 | 0 | 0 | 0 | 0 | 0 | 0.7804 | 0.048675 | 0 | 0
3068 | 0 | 0.79492 | 57.5288 | 0 | 0 | 0 | 0 | 0 | 0 | 0 | 0 | 0 | 0 | 0.79492 | 0 | 0 | 0
3069 | 0 | 0.76218 | 56.4509 | 0 | 0 | 0 | 0 | 0 | 0 | 0 | 0 | 0 | 0 | 0.76218 | 0 | 0 | 0
3070 | 0 | 0.70589 | 55.4526 | 0 | 0 | 0 | 0 | 0 | 0 | 0 | 0 | 0 | 0 | 0.70589 | 0 | 0 | 0
3071 | 0 | 0.65395 | 54.5278 | 0 | 0 | 0 | 0 | 0 | 0 | 0 | 0 | 0 | 0 | 0.65395 | 0 | 0 | 0
3072 | 0 | 0.62218 | 53.6479 | 0 | 0 | 0 | 0 | 0 | 0 | 0 | 0 | 0 | 0 | 0.62218 | 0 | 0 | 0
3073 | 0 | 0.60193 | 52.7967 | 0 | 0 | 0 | 0 | 0 | 0 | 0 | 0 | 0 | 0 | 0.60193 | 0 | 0 | 0
3074 | 0 | 0.58535 | 51.9688 | 0 | 0 | 0 | 0 | 0 | 0 | 0 | 0 | 0 | 0 | 0.58535 | 0 | 0 | 0
3075 | 0 | 0.5711 | 51.1612 | 0 | 0 | 0 | 0 | 0 | 0 | 0 | 0 | 0 | 0 | 0.5711 | 0 | 0 | 0
3076 | 0 | 0.58365 | 50.3358 | 0 | 0 | 0 | 0 | 0 | 0 | 0 | 0 | 0 | 0 | 0.58365 | 0 | 0 | 0
3077 | 0 | 0.62063 | 49.4581 | 0 | 0 | 0 | 0 | 0 | 0 | 0 | 0 | 0 | 0 | 0.62063 | 0 | 0 | 0
3078 | 0 | 0.56361 | 48.661 | 0 | 0 | 0 | 0 | 0 | 0 | 0 | 0 | 0 | 0 | 0.67468 | 0.11107 | 0 | 0
3079 | 0 | 0 | 48.661 | 0 | 0 | 0 | 0 | 0 | 0 | 0 | 0 | 0 | 0 | 0.70877 | 0.74265 | 0 | 0.033878
3080 | 0 | 0 | 48.661 | 0 | 0 | 0 | 0 | 0 | 0 | 0 | 0 | 0 | 0 | 0.7204 | 1.9113 | 0 | 1.1909
3081 | 0 | 0 | 48.661 | 0 | 0 | 0 | 0 | 0 | 0 | 0 | 0 | 0 | 0 | 0.73276 | 3.0349 | 0 | 2.3021
3082 | 0 | 0 | 48.661 | 0 | 0 | 0 | 0 | 0 | 0 | 0 | 0 | 0 | 0 | 0.73345 | 3.8965 | 0 | 3.1631
3083 | 3.7521 | 0 | 51.3142 | 0 | 0 | 0 | 0 | 0 | 0 | 0 | 0 | 0 | 0 | 0.726 | 4.4782 | 0 | 0
3084 | 4.0263 | 0 | 54.1612 | 0 | 0 | 0 | 0 | 0 | 0 | 0 | 0 | 0 | 0 | 0.71993 | 4.7462 | 0 | 0
3085 | 0 | 0 | 54.1612 | 0 | 0 | 0 | 0 | 0 | 0 | 0 | 0 | 0 | 0 | 0.72117 | 4.7023 | 0 | 3.9811
3086 | 3.6513 | 0 | 56.7431 | 0 | 0 | 0 | 0 | 0 | 0 | 0 | 0 | 0 | 0 | 0.71966 | 4.371 | 0 | 0
3087 | 3.0345 | 0 | 58.8888 | 0 | 0 | 0 | 0 | 0 | 0 | 0 | 0 | 0 | 0 | 0.72581 | 3.7603 | 0 | 0
3088 | 2.1462 | 0 | 60.4064 | 0 | 0 | 0 | 0 | 0 | 0 | 0 | 0 | 0 | 0 | 0.72928 | 2.8755 | 0 | 0
3089 | 0.99936 | 0 | 61.1131 | 0 | 0 | 0 | 0 | 0 | 0 | 0 | 0 | 0 | 0 | 0.74409 | 1.7434 | 0 | 0
3090 | 0 | 0.40604 | 60.5389 | 0 | 0 | 0 | 0 | 0 | 0 | 0 | 0 | 0 | 0 | 0.75014 | 0.3441 | 0 | 0
3091 | 0 | 0.70474 | 59.5422 | 0 | 0 | 0 | 0 | 0 | 0 | 0 | 0 | 0 | 0 | 0.77162 | 0.066875 | 0 | 0
3092 | 0 | 0.7841 | 58.4333 | 0 | 0 | 0 | 0 | 0 | 0 | 0 | 0 | 0 | 0 | 0.7841 | 0 | 0 | 0
3093 | 0 | 0.75192 | 57.3699 | 0 | 0 | 0 | 0 | 0 | 0 | 0 | 0 | 0 | 0 | 0.75192 | 0 | 0 | 0
3094 | 0 | 0.69691 | 56.3844 | 0 | 0 | 0 | 0 | 0 | 0 | 0 | 0 | 0 | 0 | 0.69691 | 0 | 0 | 0
3095 | 0 | 0.64951 | 55.4658 | 0 | 0 | 0 | 0 | 0 | 0 | 0 | 0 | 0 | 0 | 0.64951 | 0 | 0 | 0
3096 | 0 | 0.61903 | 54.5904 | 0 | 0 | 0 | 0 | 0 | 0 | 0 | 0 | 0 | 0 | 0.61903 | 0 | 0 | 0
3097 | 0 | 0.58658 | 53.7608 | 0 | 0 | 0 | 0 | 0 | 0 | 0 | 0 | 0 | 0 | 0.58658 | 0 | 0 | 0
3098 | 0 | 0.57447 | 52.9484 | 0 | 0 | 0 | 0 | 0 | 0 | 0 | 0 | 0 | 0 | 0.57447 | 0 | 0 | 0
3099 | 0 | 0.57041 | 52.1417 | 0 | 0 | 0 | 0 | 0 | 0 | 0 | 0 | 0 | 0 | 0.57041 | 0 | 0 | 0
3100 | 0 | 0.58042 | 51.3209 | 0 | 0 | 0 | 0 | 0 | 0 | 0 | 0 | 0 | 0 | 0.58042 | 0 | 0 | 0
3101 | 0 | 0.61955 | 50.4447 | 0 | 0 | 0 | 0 | 0 | 0 | 0 | 0 | 0 | 0 | 0.61955 | 0 | 0 | 0
3102 | 0 | 0.5624 | 49.6493 | 0 | 0 | 0 | 0 | 0 | 0 | 0 | 0 | 0 | 0 | 0.6688 | 0.1064 | 0 | 0
3103 | 0 | 0 | 49.6493 | 0 | 0 | 0 | 0 | 0 | 0 | 0 | 0 | 0 | 0 | 0.70308 | 0.7399 | 0 | 0.036818
3104 | 0 | 0 | 49.6493 | 0 | 0 | 0 | 0 | 0 | 0 | 0 | 0 | 0 | 0 | 0.71049 | 1.9342 | 0 | 1.2237
3105 | 0 | 0 | 49.6493 | 0 | 0 | 0 | 0 | 0 | 0 | 0 | 0 | 0 | 0 | 0.70787 | 3.0364 | 0 | 2.3286
3106 | 0 | 0 | 49.6493 | 0 | 0 | 0 | 0 | 0 | 0 | 0 | 0 | 0 | 0 | 0.69924 | 3.8841 | 0 | 3.1849
3107 | 3.7104 | 0 | 52.273 | 0 | 0 | 0 | 0 | 0 | 0 | 0 | 0 | 0 | 0 | 0.68716 | 4.3975 | 0 | 0
3108 | 3.9816 | 0 | 55.0884 | 0 | 0 | 0 | 0 | 0 | 0 | 0 | 0 | 0 | 0 | 0.67865 | 4.6602 | 0 | 0
3109 | 0 | 0 | 55.0884 | 0 | 0 | 0 | 0 | 0 | 0 | 0 | 0 | 0 | 0 | 0.68001 | 4.6173 | 0 | 3.9372
3110 | 3.6147 | 0 | 57.6444 | 0 | 0 | 0 | 0 | 0 | 0 | 0 | 0 | 0 | 0 | 0.68439 | 4.2991 | 0 | 0
3111 | 3.0006 | 0 | 59.7662 | 0 | 0 | 0 | 0 | 0 | 0 | 0 | 0 | 0 | 0 | 0.69322 | 3.6938 | 0 | 0
3112 | 2.1253 | 0 | 61.269 | 0 | 0 | 0 | 0 | 0 | 0 | 0 | 0 | 0 | 0 | 0.70408 | 2.8294 | 0 | 0
3113 | 0 | 0 | 61.269 | 0 | 0 | 0 | 0 | 0 | 0 | 0 | 0 | 0 | 0 | 0.71733 | 1.7211 | 0 | 1.0038
3114 | 0 | 0.12243 | 61.0958 | 0 | 0 | 0 | 0 | 0 | 0 | 0 | 0 | 0 | 0 | 0.72728 | 0.60485 | 0 | 0
3115 | 0 | 0.66768 | 60.1516 | 0 | 0 | 0 | 0 | 0 | 0 | 0 | 0 | 0 | 0 | 0.74483 | 0.07715 | 0 | 0
3116 | 0 | 0.75865 | 59.0787 | 0 | 0 | 0 | 0 | 0 | 0 | 0 | 0 | 0 | 0 | 0.75865 | 0 | 0 | 0
3117 | 0 | 0.73699 | 58.0364 | 0 | 0 | 0 | 0 | 0 | 0 | 0 | 0 | 0 | 0 | 0.73699 | 0 | 0 | 0
3118 | 0 | 0.69229 | 57.0574 | 0 | 0 | 0 | 0 | 0 | 0 | 0 | 0 | 0 | 0 | 0.69229 | 0 | 0 | 0
3119 | 0 | 0.64552 | 56.1445 | 0 | 0 | 0 | 0 | 0 | 0 | 0 | 0 | 0 | 0 | 0.64552 | 0 | 0 | 0
3120 | 0 | 0.61779 | 55.2708 | 0 | 0 | 0 | 0 | 0 | 0 | 0 | 0 | 0 | 0 | 0.61779 | 0 | 0 | 0
3121 | 0 | 0.58223 | 54.4474 | 0 | 0 | 0 | 0 | 0 | 0 | 0 | 0 | 0 | 0 | 0.58223 | 0 | 0 | 0
3122 | 0 | 0.56577 | 53.6473 | 0 | 0 | 0 | 0 | 0 | 0 | 0 | 0 | 0 | 0 | 0.56577 | 0 | 0 | 0
3123 | 0 | 0.5559 | 52.8611 | 0 | 0 | 0 | 0 | 0 | 0 | 0 | 0 | 0 | 0 | 0.5559 | 0 | 0 | 0
3124 | 0 | 0.5568 | 52.0737 | 0 | 0 | 0 | 0 | 0 | 0 | 0 | 0 | 0 | 0 | 0.5568 | 0 | 0 | 0
3125 | 0 | 0.56976 | 51.2679 | 0 | 0 | 0 | 0 | 0 | 0 | 0 | 0 | 0 | 0 | 0.56976 | 0 | 0 | 0
3126 | 0 | 0.479 | 50.5905 | 0 | 0 | 0 | 0 | 0 | 0 | 0 | 0 | 0 | 0 | 0.58478 | 0.10577 | 0 | 0
3127 | 0 | 0 | 50.5905 | 0 | 0 | 0 | 0 | 0 | 0 | 0 | 0 | 0 | 0 | 0.60754 | 0.7394 | 0 | 0.13186
3128 | 0 | 0 | 50.5905 | 0 | 0 | 0 | 0 | 0 | 0 | 0 | 0 | 0 | 0 | 0.61389 | 1.9257 | 0 | 1.3118
3129 | 0 | 0 | 50.5905 | 0 | 0 | 0 | 0 | 0 | 0 | 0 | 0 | 0 | 0 | 0.60966 | 3.0225 | 0 | 2.4129
3130 | 0 | 0 | 50.5905 | 0 | 0 | 0 | 0 | 0 | 0 | 0 | 0 | 0 | 0 | 0.60444 | 3.7889 | 0 | 3.1845
3131 | 3.7299 | 0 | 53.228 | 0 | 0 | 0 | 0 | 0 | 0 | 0 | 0 | 0 | 0 | 0.5943 | 4.3242 | 0 | 0
3132 | 0 | 0 | 53.228 | 0 | 0 | 0 | 0 | 0 | 0 | 0 | 0 | 0 | 0 | 0.58852 | 4.575 | 0 | 3.9865
3133 | 3.9516 | 0 | 56.0222 | 0 | 0 | 0 | 0 | 0 | 0 | 0 | 0 | 0 | 0 | 0.59134 | 4.543 | 0 | 0
3134 | 3.6259 | 0 | 58.586 | 0 | 0 | 0 | 0 | 0 | 0 | 0 | 0 | 0 | 0 | 0.59525 | 4.2211 | 0 | 0
3135 | 3.0189 | 0 | 60.7207 | 0 | 0 | 0 | 0 | 0 | 0 | 0 | 0 | 0 | 0 | 0.61152 | 3.6305 | 0 | 0
3136 | 2.1628 | 0 | 62.2501 | 0 | 0 | 0 | 0 | 0 | 0 | 0 | 0 | 0 | 0 | 0.63224 | 2.795 | 0 | 0
3137 | 0.79178 | 0 | 62.81 | 0 | 0 | 0 | 0 | 0 | 0 | 0 | 0 | 0 | 0 | 0.65887 | 1.4506 | 0 | 0
3138 | 0 | 0.092186 | 62.6796 | 0 | 0 | 0 | 0 | 0 | 0 | 0 | 0 | 0 | 0 | 0.68639 | 0.5942 | 0 | 0
3139 | 0 | 0.63551 | 61.7808 | 0 | 0 | 0 | 0 | 0 | 0 | 0 | 0 | 0 | 0 | 0.71148 | 0.075975 | 0 | 0
3140 | 0 | 0.73456 | 60.742 | 0 | 0 | 0 | 0 | 0 | 0 | 0 | 0 | 0 | 0 | 0.73456 | 0 | 0 | 0
3141 | 0 | 0.71423 | 59.7319 | 0 | 0 | 0 | 0 | 0 | 0 | 0 | 0 | 0 | 0 | 0.71423 | 0 | 0 | 0
3142 | 0 | 0.67456 | 58.778 | 0 | 0 | 0 | 0 | 0 | 0 | 0 | 0 | 0 | 0 | 0.67456 | 0 | 0 | 0
3143 | 0 | 0.63057 | 57.8862 | 0 | 0 | 0 | 0 | 0 | 0 | 0 | 0 | 0 | 0 | 0.63057 | 0 | 0 | 0
3144 | 0 | 0.60384 | 57.0322 | 0 | 0 | 0 | 0 | 0 | 0 | 0 | 0 | 0 | 0 | 0.60384 | 0 | 0 | 0
3145 | 0 | 0.58575 | 56.2039 | 0 | 0 | 0 | 0 | 0 | 0 | 0 | 0 | 0 | 0 | 0.58575 | 0 | 0 | 0
3146 | 0 | 0.56838 | 55.4001 | 0 | 0 | 0 | 0 | 0 | 0 | 0 | 0 | 0 | 0 | 0.56838 | 0 | 0 | 0
3147 | 0 | 0.55746 | 54.6117 | 0 | 0 | 0 | 0 | 0 | 0 | 0 | 0 | 0 | 0 | 0.55746 | 0 | 0 | 0
3148 | 0 | 0.55524 | 53.8264 | 0 | 0 | 0 | 0 | 0 | 0 | 0 | 0 | 0 | 0 | 0.55524 | 0 | 0 | 0
3149 | 0 | 0.56236 | 53.0312 | 0 | 0 | 0 | 0 | 0 | 0 | 0 | 0 | 0 | 0 | 0.56236 | 0 | 0 | 0
3150 | 0 | 0.45183 | 52.3922 | 0 | 0 | 0 | 0 | 0 | 0 | 0 | 0 | 0 | 0 | 0.56096 | 0.10912 | 0 | 0
3151 | 0 | 0 | 52.3922 | 0 | 0 | 0 | 0 | 0 | 0 | 0 | 0 | 0 | 0 | 0.56324 | 0.74155 | 0 | 0.17831
3152 | 0 | 0 | 52.3922 | 0 | 0 | 0 | 0 | 0 | 0 | 0 | 0 | 0 | 0 | 0.56631 | 1.8886 | 0 | 1.3223
3153 | 0 | 0 | 52.3922 | 0 | 0 | 0 | 0 | 0 | 0 | 0 | 0 | 0 | 0 | 0.56047 | 2.9091 | 0 | 2.3487
3154 | 0 | 0 | 52.3922 | 0 | 0 | 0 | 0 | 0 | 0 | 0 | 0 | 0 | 0 | 0.54995 | 3.5891 | 0 | 3.0392
3155 | 3.4815 | 0 | 54.854 | 0 | 0 | 0 | 0 | 0 | 0 | 0 | 0 | 0 | 0 | 0.54326 | 4.0248 | 0 | 0
3156 | 0 | 0 | 54.854 | 0 | 0 | 0 | 0 | 0 | 0 | 0 | 0 | 0 | 0 | 0.54616 | 4.3104 | 0 | 3.7642
3157 | 3.7495 | 0 | 57.5053 | 0 | 0 | 0 | 0 | 0 | 0 | 0 | 0 | 0 | 0 | 0.55727 | 4.3068 | 0 | 0
3158 | 3.4787 | 0 | 59.9652 | 0 | 0 | 0 | 0 | 0 | 0 | 0 | 0 | 0 | 0 | 0.5752 | 4.054 | 0 | 0
3159 | 2.9094 | 0 | 62.0224 | 0 | 0 | 0 | 0 | 0 | 0 | 0 | 0 | 0 | 0 | 0.60391 | 3.5133 | 0 | 0
3160 | 2.0846 | 0 | 63.4964 | 0 | 0 | 0 | 0 | 0 | 0 | 0 | 0 | 0 | 0 | 0.64069 | 2.7252 | 0 | 0
3161 | 0 | 0 | 63.4964 | 0 | 0 | 0 | 0 | 0 | 0 | 0 | 0 | 0 | 0 | 0.67952 | 1.6687 | 0 | 0.98918
3162 | 0 | 0.10709 | 63.345 | 0 | 0 | 0 | 0 | 0 | 0 | 0 | 0 | 0 | 0 | 0.70394 | 0.59685 | 0 | 0
3163 | 0 | 0.64468 | 62.4333 | 0 | 0 | 0 | 0 | 0 | 0 | 0 | 0 | 0 | 0 | 0.72403 | 0.07935 | 0 | 0
3164 | 0 | 0.74826 | 61.375 | 0 | 0 | 0 | 0 | 0 | 0 | 0 | 0 | 0 | 0 | 0.74826 | 0 | 0 | 0
3165 | 0 | 0.72102 | 60.3554 | 0 | 0 | 0 | 0 | 0 | 0 | 0 | 0 | 0 | 0 | 0.72102 | 0 | 0 | 0
3166 | 0 | 0.6694 | 59.4087 | 0 | 0 | 0 | 0 | 0 | 0 | 0 | 0 | 0 | 0 | 0.6694 | 0 | 0 | 0
3167 | 0 | 0.63545 | 58.51 | 0 | 0 | 0 | 0 | 0 | 0 | 0 | 0 | 0 | 0 | 0.63545 | 0 | 0 | 0
3168 | 0 | 0.60333 | 57.6568 | 0 | 0 | 0 | 0 | 0 | 0 | 0 | 0 | 0 | 0 | 0.60333 | 0 | 0 | 0
3169 | 0 | 0.57903 | 56.8379 | 0 | 0 | 0 | 0 | 0 | 0 | 0 | 0 | 0 | 0 | 0.57903 | 0 | 0 | 0
3170 | 0 | 0.56645 | 56.0368 | 0 | 0 | 0 | 0 | 0 | 0 | 0 | 0 | 0 | 0 | 0.56645 | 0 | 0 | 0
3171 | 0 | 0.56315 | 55.2404 | 0 | 0 | 0 | 0 | 0 | 0 | 0 | 0 | 0 | 0 | 0.56315 | 0 | 0 | 0
3172 | 0 | 0.57758 | 54.4236 | 0 | 0 | 0 | 0 | 0 | 0 | 0 | 0 | 0 | 0 | 0.57758 | 0 | 0 | 0
3173 | 0 | 0.61252 | 53.5574 | 0 | 0 | 0 | 0 | 0 | 0 | 0 | 0 | 0 | 0 | 0.61252 | 0 | 0 | 0
3174 | 0 | 0.53621 | 52.7991 | 0 | 0 | 0 | 0 | 0 | 0 | 0 | 0 | 0 | 0 | 0.65386 | 0.11765 | 0 | 0
3175 | 0 | 0 | 52.7991 | 0 | 0 | 0 | 0 | 0 | 0 | 0 | 0 | 0 | 0 | 0.68642 | 0.74665 | 0 | 0.060227
3176 | 0 | 0 | 52.7991 | 0 | 0 | 0 | 0 | 0 | 0 | 0 | 0 | 0 | 0 | 0.69926 | 1.8917 | 0 | 1.1924
3177 | 0 | 0 | 52.7991 | 0 | 0 | 0 | 0 | 0 | 0 | 0 | 0 | 0 | 0 | 0.71052 | 2.965 | 0 | 2.2545
3178 | 0 | 0 | 52.7991 | 0 | 0 | 0 | 0 | 0 | 0 | 0 | 0 | 0 | 0 | 0.70429 | 3.7964 | 0 | 3.0921
3179 | 3.688 | 0 | 55.4069 | 0 | 0 | 0 | 0 | 0 | 0 | 0 | 0 | 0 | 0 | 0.69289 | 4.3809 | 0 | 0
3180 | 0 | 0 | 55.4069 | 0 | 0 | 0 | 0 | 0 | 0 | 0 | 0 | 0 | 0 | 0.68747 | 4.6287 | 0 | 3.9412
3181 | 3.8998 | 0 | 58.1645 | 0 | 0 | 0 | 0 | 0 | 0 | 0 | 0 | 0 | 0 | 0.6879 | 4.5877 | 0 | 0
3182 | 3.5555 | 0 | 60.6786 | 0 | 0 | 0 | 0 | 0 | 0 | 0 | 0 | 0 | 0 | 0.69666 | 4.2522 | 0 | 0
3183 | 2.9662 | 0 | 62.776 | 0 | 0 | 0 | 0 | 0 | 0 | 0 | 0 | 0 | 0 | 0.71045 | 3.6766 | 0 | 0
3184 | 2.0978 | 0 | 64.2594 | 0 | 0 | 0 | 0 | 0 | 0 | 0 | 0 | 0 | 0 | 0.72659 | 2.8244 | 0 | 0
3185 | 0.96191 | 0 | 64.9396 | 0 | 0 | 0 | 0 | 0 | 0 | 0 | 0 | 0 | 0 | 0.75034 | 1.7123 | 0 | 0
3186 | 0 | 0.17212 | 64.6962 | 0 | 0 | 0 | 0 | 0 | 0 | 0 | 0 | 0 | 0 | 0.77002 | 0.5979 | 0 | 0
3187 | 0 | 0.7088 | 63.6938 | 0 | 0 | 0 | 0 | 0 | 0 | 0 | 0 | 0 | 0 | 0.78808 | 0.079275 | 0 | 0
3188 | 0 | 0.80375 | 62.5571 | 0 | 0 | 0 | 0 | 0 | 0 | 0 | 0 | 0 | 0 | 0.80375 | 0 | 0 | 0
3189 | 0 | 0.76739 | 61.4719 | 0 | 0 | 0 | 0 | 0 | 0 | 0 | 0 | 0 | 0 | 0.76739 | 0 | 0 | 0
3190 | 0 | 0.70791 | 60.4707 | 0 | 0 | 0 | 0 | 0 | 0 | 0 | 0 | 0 | 0 | 0.70791 | 0 | 0 | 0
3191 | 0 | 0.66668 | 59.5279 | 0 | 0 | 0 | 0 | 0 | 0 | 0 | 0 | 0 | 0 | 0.66668 | 0 | 0 | 0
3192 | 0 | 0.63069 | 58.636 | 0 | 0 | 0 | 0 | 0 | 0 | 0 | 0 | 0 | 0 | 0.63069 | 0 | 0 | 0
3193 | 0 | 0.60678 | 57.7779 | 0 | 0 | 0 | 0 | 0 | 0 | 0 | 0 | 0 | 0 | 0.60678 | 0 | 0 | 0
3194 | 0 | 0.5886 | 56.9454 | 0 | 0 | 0 | 0 | 0 | 0 | 0 | 0 | 0 | 0 | 0.5886 | 0 | 0 | 0
3195 | 0 | 0.57394 | 56.1338 | 0 | 0 | 0 | 0 | 0 | 0 | 0 | 0 | 0 | 0 | 0.57394 | 0 | 0 | 0
3196 | 0 | 0.57531 | 55.3202 | 0 | 0 | 0 | 0 | 0 | 0 | 0 | 0 | 0 | 0 | 0.57531 | 0 | 0 | 0
3197 | 0 | 0.61174 | 54.455 | 0 | 0 | 0 | 0 | 0 | 0 | 0 | 0 | 0 | 0 | 0.61174 | 0 | 0 | 0
3198 | 0 | 0.54572 | 53.6833 | 0 | 0 | 0 | 0 | 0 | 0 | 0 | 0 | 0 | 0 | 0.66085 | 0.11513 | 0 | 0
3199 | 0 | 0 | 53.6833 | 0 | 0 | 0 | 0 | 0 | 0 | 0 | 0 | 0 | 0 | 0.69517 | 0.7607 | 0 | 0.065533
3200 | 0 | 0 | 53.6833 | 0 | 0 | 0 | 0 | 0 | 0 | 0 | 0 | 0 | 0 | 0.70294 | 1.9245 | 0 | 1.2216
3201 | 0 | 0 | 53.6833 | 0 | 0 | 0 | 0 | 0 | 0 | 0 | 0 | 0 | 0 | 0.69712 | 2.6625 | 0 | 1.9654
3202 | 0 | 0 | 53.6833 | 0 | 0 | 0 | 0 | 0 | 0 | 0 | 0 | 0 | 0 | 0.68357 | 4.0087 | 0 | 3.3251
3203 | 0 | 0 | 53.6833 | 0 | 0 | 0 | 0 | 0 | 0 | 0 | 0 | 0 | 0 | 0.68964 | 4.5366 | 0 | 3.847
3204 | 0 | 0 | 53.6833 | 0 | 0 | 0 | 0 | 0 | 0 | 0 | 0 | 0 | 0 | 0.69136 | 4.8018 | 0 | 4.1104
3205 | 4.0619 | 0 | 56.5555 | 0 | 0 | 0 | 0 | 0 | 0 | 0 | 0 | 0 | 0 | 0.70226 | 4.7641 | 0 | 0
3206 | 3.6915 | 0 | 59.1658 | 0 | 0 | 0 | 0 | 0 | 0 | 0 | 0 | 0 | 0 | 0.72074 | 4.4123 | 0 | 0
3207 | 3.048 | 0 | 61.321 | 0 | 0 | 0 | 0 | 0 | 0 | 0 | 0 | 0 | 0 | 0.73231 | 3.7803 | 0 | 0
3208 | 2.1512 | 0 | 62.8421 | 0 | 0 | 0 | 0 | 0 | 0 | 0 | 0 | 0 | 0 | 0.75333 | 2.9045 | 0 | 0
3209 | 1.0059 | 0 | 63.5534 | 0 | 0 | 0 | 0 | 0 | 0 | 0 | 0 | 0 | 0 | 0.76417 | 1.7701 | 0 | 0
3210 | 0 | 0.14043 | 63.3548 | 0 | 0 | 0 | 0 | 0 | 0 | 0 | 0 | 0 | 0 | 0.77053 | 0.6301 | 0 | 0
3211 | 0 | 0.69327 | 62.3744 | 0 | 0 | 0 | 0 | 0 | 0 | 0 | 0 | 0 | 0 | 0.7867 | 0.093425 | 0 | 0
3212 | 0 | 0.80019 | 61.2428 | 0 | 0 | 0 | 0 | 0 | 0 | 0 | 0 | 0 | 0 | 0.80019 | 0 | 0 | 0
3213 | 0 | 0.76859 | 60.1558 | 0 | 0 | 0 | 0 | 0 | 0 | 0 | 0 | 0 | 0 | 0.76859 | 0 | 0 | 0
3214 | 0 | 0.70825 | 59.1542 | 0 | 0 | 0 | 0 | 0 | 0 | 0 | 0 | 0 | 0 | 0.70825 | 0 | 0 | 0
3215 | 0 | 0.65807 | 58.2236 | 0 | 0 | 0 | 0 | 0 | 0 | 0 | 0 | 0 | 0 | 0.65807 | 0 | 0 | 0
3216 | 0 | 0.61886 | 57.3484 | 0 | 0 | 0 | 0 | 0 | 0 | 0 | 0 | 0 | 0 | 0.61886 | 0 | 0 | 0
3217 | 0 | 0.59455 | 56.5075 | 0 | 0 | 0 | 0 | 0 | 0 | 0 | 0 | 0 | 0 | 0.59455 | 0 | 0 | 0
3218 | 0 | 0.57945 | 55.6881 | 0 | 0 | 0 | 0 | 0 | 0 | 0 | 0 | 0 | 0 | 0.57945 | 0 | 0 | 0
3219 | 0 | 0.57246 | 54.8785 | 0 | 0 | 0 | 0 | 0 | 0 | 0 | 0 | 0 | 0 | 0.57246 | 0 | 0 | 0
3220 | 0 | 0.58697 | 54.0484 | 0 | 0 | 0 | 0 | 0 | 0 | 0 | 0 | 0 | 0 | 0.58697 | 0 | 0 | 0
3221 | 0 | 0.61767 | 53.1749 | 0 | 0 | 0 | 0 | 0 | 0 | 0 | 0 | 0 | 0 | 0.61767 | 0 | 0 | 0
3222 | 0 | 0.53516 | 52.418 | 0 | 0 | 0 | 0 | 0 | 0 | 0 | 0 | 0 | 0 | 0.66751 | 0.13235 | 0 | 0
3223 | 0 | 0 | 52.418 | 0 | 0 | 0 | 0 | 0 | 0 | 0 | 0 | 0 | 0 | 0.70817 | 0.78735 | 0 | 0.079184
3224 | 0 | 0 | 52.418 | 0 | 0 | 0 | 0 | 0 | 0 | 0 | 0 | 0 | 0 | 0.72215 | 2.0029 | 0 | 1.2807
3225 | 2.4243 | 0 | 54.1323 | 0 | 0 | 0 | 0 | 0 | 0 | 0 | 0 | 0 | 0 | 0.72509 | 3.1494 | 0 | 0
3226 | 3.2581 | 0 | 56.4361 | 0 | 0 | 0 | 0 | 0 | 0 | 0 | 0 | 0 | 0 | 0.73518 | 3.9933 | 0 | 0
3227 | 0 | 0 | 56.4361 | 0 | 0 | 0 | 0 | 0 | 0 | 0 | 0 | 0 | 0 | 0.73403 | 4.6302 | 0 | 3.8962
3228 | 4.1452 | 0 | 59.3672 | 0 | 0 | 0 | 0 | 0 | 0 | 0 | 0 | 0 | 0 | 0.71817 | 4.8634 | 0 | 0
3229 | 0 | 0 | 59.3672 | 0 | 0 | 0 | 0 | 0 | 0 | 0 | 0 | 0 | 0 | 0.71152 | 4.7947 | 0 | 4.0832
3230 | 3.7206 | 0 | 61.9981 | 0 | 0 | 0 | 0 | 0 | 0 | 0 | 0 | 0 | 0 | 0.71791 | 4.4385 | 0 | 0
3231 | 3.0959 | 0 | 64.1872 | 0 | 0 | 0 | 0 | 0 | 0 | 0 | 0 | 0 | 0 | 0.71703 | 3.8129 | 0 | 0
3232 | 0 | 0 | 64.1872 | 0 | 0 | 0 | 0 | 0 | 0 | 0 | 0 | 0 | 0 | 0.72336 | 2.9336 | 0 | 2.2102
3233 | 1.0632 | 0 | 64.939 | 0 | 0 | 0 | 0 | 0 | 0 | 0 | 0 | 0 | 0 | 0.73801 | 1.8012 | 0 | 0
3234 | 0 | 0.12571 | 64.7613 | 0 | 0 | 0 | 0 | 0 | 0 | 0 | 0 | 0 | 0 | 0.74736 | 0.62165 | 0 | 0
3235 | 0 | 0.68604 | 63.791 | 0 | 0 | 0 | 0 | 0 | 0 | 0 | 0 | 0 | 0 | 0.76394 | 0.0779 | 0 | 0
3236 | 0 | 0.77436 | 62.6959 | 0 | 0 | 0 | 0 | 0 | 0 | 0 | 0 | 0 | 0 | 0.77436 | 0 | 0 | 0
3237 | 0 | 0.74447 | 61.6431 | 0 | 0 | 0 | 0 | 0 | 0 | 0 | 0 | 0 | 0 | 0.74447 | 0 | 0 | 0
3238 | 0 | 0.69541 | 60.6596 | 0 | 0 | 0 | 0 | 0 | 0 | 0 | 0 | 0 | 0 | 0.69541 | 0 | 0 | 0
3239 | 0 | 0.64624 | 59.7457 | 0 | 0 | 0 | 0 | 0 | 0 | 0 | 0 | 0 | 0 | 0.64624 | 0 | 0 | 0
3240 | 0 | 0.60983 | 58.8833 | 0 | 0 | 0 | 0 | 0 | 0 | 0 | 0 | 0 | 0 | 0.60983 | 0 | 0 | 0
3241 | 0 | 0.58589 | 58.0547 | 0 | 0 | 0 | 0 | 0 | 0 | 0 | 0 | 0 | 0 | 0.58589 | 0 | 0 | 0
3242 | 0 | 0.57135 | 57.2467 | 0 | 0 | 0 | 0 | 0 | 0 | 0 | 0 | 0 | 0 | 0.57135 | 0 | 0 | 0
3243 | 0 | 0.56715 | 56.4446 | 0 | 0 | 0 | 0 | 0 | 0 | 0 | 0 | 0 | 0 | 0.56715 | 0 | 0 | 0
3244 | 0 | 0.57701 | 55.6286 | 0 | 0 | 0 | 0 | 0 | 0 | 0 | 0 | 0 | 0 | 0.57701 | 0 | 0 | 0
3245 | 0 | 0.61219 | 54.7628 | 0 | 0 | 0 | 0 | 0 | 0 | 0 | 0 | 0 | 0 | 0.61219 | 0 | 0 | 0
3246 | 0 | 0.542 | 53.9963 | 0 | 0 | 0 | 0 | 0 | 0 | 0 | 0 | 0 | 0 | 0.66082 | 0.11883 | 0 | 0
3247 | 0 | 0 | 53.9963 | 0 | 0 | 0 | 0 | 0 | 0 | 0 | 0 | 0 | 0 | 0.68955 | 0.76165 | 0 | 0.072098
3248 | 0 | 0 | 53.9963 | 0 | 0 | 0 | 0 | 0 | 0 | 0 | 0 | 0 | 0 | 0.69088 | 1.9551 | 0 | 1.2642
3249 | 0 | 0 | 53.9963 | 0 | 0 | 0 | 0 | 0 | 0 | 0 | 0 | 0 | 0 | 0.6991 | 3.0043 | 0 | 2.3052
3250 | 0 | 0 | 53.9963 | 0 | 0 | 0 | 0 | 0 | 0 | 0 | 0 | 0 | 0 | 0.70364 | 3.7643 | 0 | 3.0607
3251 | 3.6034 | 0 | 56.5444 | 0 | 0 | 0 | 0 | 0 | 0 | 0 | 0 | 0 | 0 | 0.69755 | 4.301 | 0 | 0
3252 | 0 | 0 | 56.5444 | 0 | 0 | 0 | 0 | 0 | 0 | 0 | 0 | 0 | 0 | 0.67864 | 4.5674 | 0 | 3.8888
3253 | 3.8711 | 0 | 59.2816 | 0 | 0 | 0 | 0 | 0 | 0 | 0 | 0 | 0 | 0 | 0.66945 | 4.5405 | 0 | 0
3254 | 3.5475 | 0 | 61.7901 | 0 | 0 | 0 | 0 | 0 | 0 | 0 | 0 | 0 | 0 | 0.65112 | 4.1986 | 0 | 0
3255 | 2.9918 | 0 | 63.9056 | 0 | 0 | 0 | 0 | 0 | 0 | 0 | 0 | 0 | 0 | 0.64274 | 3.6345 | 0 | 0
3256 | 2.1539 | 0 | 65.4286 | 0 | 0 | 0 | 0 | 0 | 0 | 0 | 0 | 0 | 0 | 0.65618 | 2.81 | 0 | 0
3257 | 1.0607 | 0 | 66.1786 | 0 | 0 | 0 | 0 | 0 | 0 | 0 | 0 | 0 | 0 | 0.67212 | 1.7329 | 0 | 0
3258 | 0 | 0.087341 | 66.0551 | 0 | 0 | 0 | 0 | 0 | 0 | 0 | 0 | 0 | 0 | 0.69229 | 0.60495 | 0 | 0
3259 | 0 | 0.63541 | 65.1565 | 0 | 0 | 0 | 0 | 0 | 0 | 0 | 0 | 0 | 0 | 0.71699 | 0.081575 | 0 | 0
3260 | 0 | 0.73875 | 64.1118 | 0 | 0 | 0 | 0 | 0 | 0 | 0 | 0 | 0 | 0 | 0.73875 | 0 | 0 | 0
3261 | 0 | 0.7165 | 63.0985 | 0 | 0 | 0 | 0 | 0 | 0 | 0 | 0 | 0 | 0 | 0.7165 | 0 | 0 | 0
3262 | 0 | 0.66888 | 62.1525 | 0 | 0 | 0 | 0 | 0 | 0 | 0 | 0 | 0 | 0 | 0.66888 | 0 | 0 | 0
3263 | 0 | 0.63714 | 61.2515 | 0 | 0 | 0 | 0 | 0 | 0 | 0 | 0 | 0 | 0 | 0.63714 | 0 | 0 | 0
3264 | 0 | 0.60909 | 60.3901 | 0 | 0 | 0 | 0 | 0 | 0 | 0 | 0 | 0 | 0 | 0.60909 | 0 | 0 | 0
3265 | 0 | 0.58945 | 59.5565 | 0 | 0 | 0 | 0 | 0 | 0 | 0 | 0 | 0 | 0 | 0.58945 | 0 | 0 | 0
3266 | 0 | 0.57699 | 58.7405 | 0 | 0 | 0 | 0 | 0 | 0 | 0 | 0 | 0 | 0 | 0.57699 | 0 | 0 | 0
3267 | 0 | 0.57327 | 57.9298 | 0 | 0 | 0 | 0 | 0 | 0 | 0 | 0 | 0 | 0 | 0.57327 | 0 | 0 | 0
3268 | 0 | 0.57341 | 57.1189 | 0 | 0 | 0 | 0 | 0 | 0 | 0 | 0 | 0 | 0 | 0.57341 | 0 | 0 | 0
3269 | 0 | 0.60102 | 56.2689 | 0 | 0 | 0 | 0 | 0 | 0 | 0 | 0 | 0 | 0 | 0.60102 | 0 | 0 | 0
3270 | 0 | 0.53 | 55.5194 | 0 | 0 | 0 | 0 | 0 | 0 | 0 | 0 | 0 | 0 | 0.64142 | 0.11142 | 0 | 0
3271 | 0 | 0 | 55.5194 | 0 | 0 | 0 | 0 | 0 | 0 | 0 | 0 | 0 | 0 | 0.66334 | 0.75675 | 0 | 0.093408
3272 | 0 | 0 | 55.5194 | 0 | 0 | 0 | 0 | 0 | 0 | 0 | 0 | 0 | 0 | 0.66388 | 1.985 | 0 | 1.3212
3273 | 0 | 0 | 55.5194 | 0 | 0 | 0 | 0 | 0 | 0 | 0 | 0 | 0 | 0 | 0.66687 | 3.101 | 0 | 2.4341
3274 | 0 | 0 | 55.5194 | 0 | 0 | 0 | 0 | 0 | 0 | 0 | 0 | 0 | 0 | 0.65685 | 3.9287 | 0 | 3.2719
3275 | 3.794 | 0 | 58.2021 | 0 | 0 | 0 | 0 | 0 | 0 | 0 | 0 | 0 | 0 | 0.64677 | 4.4408 | 0 | 0
3276 | 4.0729 | 0 | 61.0821 | 0 | 0 | 0 | 0 | 0 | 0 | 0 | 0 | 0 | 0 | 0.63569 | 4.7085 | 0 | 0
3277 | 0 | 0 | 61.0821 | 0 | 0 | 0 | 0 | 0 | 0 | 0 | 0 | 0 | 0 | 0.62457 | 4.7022 | 0 | 4.0776
3278 | 3.756 | 0 | 63.738 | 0 | 0 | 0 | 0 | 0 | 0 | 0 | 0 | 0 | 0 | 0.61776 | 4.3738 | 0 | 0
3279 | 3.1125 | 0 | 65.9389 | 0 | 0 | 0 | 0 | 0 | 0 | 0 | 0 | 0 | 0 | 0.61934 | 3.7319 | 0 | 0
3280 | 2.2135 | 0 | 67.504 | 0 | 0 | 0 | 0 | 0 | 0 | 0 | 0 | 0 | 0 | 0.63677 | 2.8502 | 0 | 0
3281 | 1.0828 | 0 | 68.2697 | 0 | 0 | 0 | 0 | 0 | 0 | 0 | 0 | 0 | 0 | 0.66147 | 1.7443 | 0 | 0
3282 | 0 | 0.0693 | 68.1717 | 0 | 0 | 0 | 0 | 0 | 0 | 0 | 0 | 0 | 0 | 0.6757 | 0.6064 | 0 | 0
3283 | 0 | 0.60917 | 67.3102 | 0 | 0 | 0 | 0 | 0 | 0 | 0 | 0 | 0 | 0 | 0.69462 | 0.08545 | 0 | 0
3284 | 0 | 0.7239 | 66.2864 | 0 | 0 | 0 | 0 | 0 | 0 | 0 | 0 | 0 | 0 | 0.7239 | 0 | 0 | 0
3285 | 0 | 0.70941 | 65.2831 | 0 | 0 | 0 | 0 | 0 | 0 | 0 | 0 | 0 | 0 | 0.70941 | 0 | 0 | 0
3286 | 0 | 0.66592 | 64.3414 | 0 | 0 | 0 | 0 | 0 | 0 | 0 | 0 | 0 | 0 | 0.66592 | 0 | 0 | 0
3287 | 0 | 0.62201 | 63.4617 | 0 | 0 | 0 | 0 | 0 | 0 | 0 | 0 | 0 | 0 | 0.62201 | 0 | 0 | 0
3288 | 0 | 0.5866 | 62.6322 | 0 | 0 | 0 | 0 | 0 | 0 | 0 | 0 | 0 | 0 | 0.5866 | 0 | 0 | 0
3289 | 0 | 0.56379 | 61.8348 | 0 | 0 | 0 | 0 | 0 | 0 | 0 | 0 | 0 | 0 | 0.56379 | 0 | 0 | 0
3290 | 0 | 0.55405 | 61.0513 | 0 | 0 | 0 | 0 | 0 | 0 | 0 | 0 | 0 | 0 | 0.55405 | 0 | 0 | 0
3291 | 0 | 0.54631 | 60.2787 | 0 | 0 | 0 | 0 | 0 | 0 | 0 | 0 | 0 | 0 | 0.54631 | 0 | 0 | 0
3292 | 0 | 0.54299 | 59.5108 | 0 | 0 | 0 | 0 | 0 | 0 | 0 | 0 | 0 | 0 | 0.54299 | 0 | 0 | 0
3293 | 0 | 0.55244 | 58.7295 | 0 | 0 | 0 | 0 | 0 | 0 | 0 | 0 | 0 | 0 | 0.55244 | 0 | 0 | 0
3294 | 0 | 0.44242 | 58.1039 | 0 | 0 | 0 | 0 | 0 | 0 | 0 | 0 | 0 | 0 | 0.55564 | 0.11323 | 0 | 0
3295 | 0 | 0 | 58.1039 | 0 | 0 | 0 | 0 | 0 | 0 | 0 | 0 | 0 | 0 | 0.56901 | 0.73535 | 0 | 0.16634
3296 | 0 | 0 | 58.1039 | 0 | 0 | 0 | 0 | 0 | 0 | 0 | 0 | 0 | 0 | 0.58986 | 1.8901 | 0 | 1.3002
3297 | 2.3416 | 0 | 59.7596 | 0 | 0 | 0 | 0 | 0 | 0 | 0 | 0 | 0 | 0 | 0.59898 | 2.9405 | 0 | 0
3298 | 3.1239 | 0 | 61.9685 | 0 | 0 | 0 | 0 | 0 | 0 | 0 | 0 | 0 | 0 | 0.60785 | 3.7317 | 0 | 0
3299 | 3.6587 | 0 | 64.5556 | 0 | 0 | 0 | 0 | 0 | 0 | 0 | 0 | 0 | 0 | 0.61177 | 4.2705 | 0 | 0
3300 | 0 | 0 | 64.5556 | 0 | 0 | 0 | 0 | 0 | 0 | 0 | 0 | 0 | 0 | 0.6213 | 4.5206 | 0 | 3.8993
3301 | 3.862 | 0 | 67.2865 | 0 | 0 | 0 | 0 | 0 | 0 | 0 | 0 | 0 | 0 | 0.62896 | 4.491 | 0 | 0
3302 | 0 | 0 | 67.2865 | 0 | 0 | 0 | 0 | 0 | 0 | 0 | 0 | 0 | 0 | 0.63476 | 4.1665 | 0 | 3.5317
3303 | 0 | 0 | 67.2865 | 0 | 0 | 0 | 0 | 0 | 0 | 0 | 0 | 0 | 0 | 0.63286 | 3.5907 | 0 | 2.9578
3304 | 2.1299 | 0 | 68.7926 | 0 | 0 | 0 | 0 | 0 | 0 | 0 | 0 | 0 | 0 | 0.64044 | 2.7703 | 0 | 0
3305 | 1.0606 | 0 | 69.5425 | 0 | 0 | 0 | 0 | 0 | 0 | 0 | 0 | 0 | 0 | 0.6473 | 1.7079 | 0 | 0
3306 | 0 | 0.045691 | 69.4779 | 0 | 0 | 0 | 0 | 0 | 0 | 0 | 0 | 0 | 0 | 0.65864 | 0.61295 | 0 | 0
3307 | 0 | 0.58588 | 68.6493 | 0 | 0 | 0 | 0 | 0 | 0 | 0 | 0 | 0 | 0 | 0.67918 | 0.0933 | 0 | 0
3308 | 0 | 0.69644 | 67.6644 | 0 | 0 | 0 | 0 | 0 | 0 | 0 | 0 | 0 | 0 | 0.69644 | 0 | 0 | 0
3309 | 0 | 0.67678 | 66.7073 | 0 | 0 | 0 | 0 | 0 | 0 | 0 | 0 | 0 | 0 | 0.67678 | 0 | 0 | 0
3310 | 0 | 0.63641 | 65.8073 | 0 | 0 | 0 | 0 | 0 | 0 | 0 | 0 | 0 | 0 | 0.63641 | 0 | 0 | 0
3311 | 0 | 0.59447 | 64.9666 | 0 | 0 | 0 | 0 | 0 | 0 | 0 | 0 | 0 | 0 | 0.59447 | 0 | 0 | 0
3312 | 0 | 0.56327 | 64.17 | 0 | 0 | 0 | 0 | 0 | 0 | 0 | 0 | 0 | 0 | 0.56327 | 0 | 0 | 0
3313 | 0 | 0.54634 | 63.3974 | 0 | 0 | 0 | 0 | 0 | 0 | 0 | 0 | 0 | 0 | 0.54634 | 0 | 0 | 0
3314 | 0 | 0.53789 | 62.6367 | 0 | 0 | 0 | 0 | 0 | 0 | 0 | 0 | 0 | 0 | 0.53789 | 0 | 0 | 0
3315 | 0 | 0.5268 | 61.8917 | 0 | 0 | 0 | 0 | 0 | 0 | 0 | 0 | 0 | 0 | 0.5268 | 0 | 0 | 0
3316 | 0 | 0.52792 | 61.1451 | 0 | 0 | 0 | 0 | 0 | 0 | 0 | 0 | 0 | 0 | 0.52792 | 0 | 0 | 0
3317 | 0 | 0.53532 | 60.388 | 0 | 0 | 0 | 0 | 0 | 0 | 0 | 0 | 0 | 0 | 0.53532 | 0 | 0 | 0
3318 | 0 | 0.43369 | 59.7747 | 0 | 0 | 0 | 0 | 0 | 0 | 0 | 0 | 0 | 0 | 0.54706 | 0.11338 | 0 | 0
3319 | 0 | 0 | 59.7747 | 0 | 0 | 0 | 0 | 0 | 0 | 0 | 0 | 0 | 0 | 0.55844 | 0.75585 | 0 | 0.19741
3320 | 0 | 0 | 59.7747 | 0 | 0 | 0 | 0 | 0 | 0 | 0 | 0 | 0 | 0 | 0.58261 | 1.9672 | 0 | 1.3846
3321 | 0 | 0 | 59.7747 | 0 | 0 | 0 | 0 | 0 | 0 | 0 | 0 | 0 | 0 | 0.58897 | 3.0543 | 0 | 2.4653
3322 | 0 | 0 | 59.7747 | 0 | 0 | 0 | 0 | 0 | 0 | 0 | 0 | 0 | 0 | 0.58699 | 3.8889 | 0 | 3.3019
3323 | 0 | 0 | 59.7747 | 0 | 0 | 0 | 0 | 0 | 0 | 0 | 0 | 0 | 0 | 0.57974 | 4.4142 | 0 | 3.8344
3324 | 4.1074 | 0 | 62.6791 | 0 | 0 | 0 | 0 | 0 | 0 | 0 | 0 | 0 | 0 | 0.57542 | 4.6829 | 0 | 0
3325 | 4.0901 | 0 | 65.5712 | 0 | 0 | 0 | 0 | 0 | 0 | 0 | 0 | 0 | 0 | 0.56665 | 4.6567 | 0 | 0
3326 | 0 | 0 | 65.5712 | 0 | 0 | 0 | 0 | 0 | 0 | 0 | 0 | 0 | 0 | 0.56045 | 4.3773 | 0 | 3.8168
3327 | 2.9243 | 0 | 67.639 | 0 | 0 | 0 | 0 | 0 | 0 | 0 | 0 | 0 | 0 | 0.56465 | 3.4889 | 0 | 0
3328 | 2.3762 | 0 | 69.3192 | 0 | 0 | 0 | 0 | 0 | 0 | 0 | 0 | 0 | 0 | 0.57988 | 2.956 | 0 | 0
3329 | 1.0188 | 0 | 70.0395 | 0 | 0 | 0 | 0 | 0 | 0 | 0 | 0 | 0 | 0 | 0.59329 | 1.612 | 0 | 0
3330 | 0 | 0 | 70.0395 | 0 | 0 | 0 | 0 | 0 | 0 | 0 | 0 | 0 | 0 | 0.61726 | 0.6615 | 0 | 0.044243
3331 | 0 | 0.54746 | 69.2653 | 0 | 0 | 0 | 0 | 0 | 0 | 0 | 0 | 0 | 0 | 0.65443 | 0.10698 | 0 | 0
3332 | 0 | 0.68458 | 68.2972 | 0 | 0 | 0 | 0 | 0 | 0 | 0 | 0 | 0 | 0 | 0.68458 | 0 | 0 | 0
3333 | 0 | 0.66201 | 67.3609 | 0 | 0 | 0 | 0 | 0 | 0 | 0 | 0 | 0 | 0 | 0.66201 | 0 | 0 | 0
3334 | 0 | 0.61869 | 66.486 | 0 | 0 | 0 | 0 | 0 | 0 | 0 | 0 | 0 | 0 | 0.61869 | 0 | 0 | 0
3335 | 0 | 0.58451 | 65.6594 | 0 | 0 | 0 | 0 | 0 | 0 | 0 | 0 | 0 | 0 | 0.58451 | 0 | 0 | 0
3336 | 0 | 0.56146 | 64.8653 | 0 | 0 | 0 | 0 | 0 | 0 | 0 | 0 | 0 | 0 | 0.56146 | 0 | 0 | 0
3337 | 0 | 0.54706 | 64.0917 | 0 | 0 | 0 | 0 | 0 | 0 | 0 | 0 | 0 | 0 | 0.54706 | 0 | 0 | 0
3338 | 0 | 0.53488 | 63.3352 | 0 | 0 | 0 | 0 | 0 | 0 | 0 | 0 | 0 | 0 | 0.53488 | 0 | 0 | 0
3339 | 0 | 0.53507 | 62.5785 | 0 | 0 | 0 | 0 | 0 | 0 | 0 | 0 | 0 | 0 | 0.53507 | 0 | 0 | 0
3340 | 0 | 0.54831 | 61.8031 | 0 | 0 | 0 | 0 | 0 | 0 | 0 | 0 | 0 | 0 | 0.54831 | 0 | 0 | 0
3341 | 0 | 0.58047 | 60.9822 | 0 | 0 | 0 | 0 | 0 | 0 | 0 | 0 | 0 | 0 | 0.58047 | 0 | 0 | 0
3342 | 0 | 0.46302 | 60.3274 | 0 | 0 | 0 | 0 | 0 | 0 | 0 | 0 | 0 | 0 | 0.62489 | 0.16187 | 0 | 0
3343 | 0 | 0 | 60.3274 | 0 | 0 | 0 | 0 | 0 | 0 | 0 | 0 | 0 | 0 | 0.64805 | 0.72495 | 0 | 0.076897
3344 | 0 | 0 | 60.3274 | 0 | 0 | 0 | 0 | 0 | 0 | 0 | 0 | 0 | 0 | 0.64733 | 2.0741 | 0 | 1.4268
3345 | 0 | 0 | 60.3274 | 0 | 0 | 0 | 0 | 0 | 0 | 0 | 0 | 0 | 0 | 0.65194 | 3.2804 | 0 | 2.6285
3346 | 0 | 0 | 60.3274 | 0 | 0 | 0 | 0 | 0 | 0 | 0 | 0 | 0 | 0 | 0.64697 | 4.2204 | 0 | 3.5734
3347 | 4.2053 | 0 | 63.301 | 0 | 0 | 0 | 0 | 0 | 0 | 0 | 0 | 0 | 0 | 0.64066 | 4.846 | 0 | 0
3348 | 4.3683 | 0 | 66.3899 | 0 | 0 | 0 | 0 | 0 | 0 | 0 | 0 | 0 | 0 | 0.63167 | 5 | 0 | 0
3349 | 0 | 0 | 66.3899 | 0 | 0 | 0 | 0 | 0 | 0 | 0 | 0 | 0 | 0 | 0.62343 | 5 | 0 | 4.3766
3350 | 2.4925 | 0 | 68.1523 | 0 | 0 | 0 | 0 | 0 | 0 | 0 | 0 | 0 | 0 | 0.61807 | 3.1105 | 0 | 0
3351 | 2.8058 | 0 | 70.1363 | 0 | 0 | 0 | 0 | 0 | 0 | 0 | 0 | 0 | 0 | 0.62397 | 3.4298 | 0 | 0
3352 | 2.4614 | 0 | 71.8768 | 0 | 0 | 0 | 0 | 0 | 0 | 0 | 0 | 0 | 0 | 0.64289 | 3.1042 | 0 | 0
3353 | 1.2461 | 0 | 72.7579 | 0 | 0 | 0 | 0 | 0 | 0 | 0 | 0 | 0 | 0 | 0.66016 | 1.9063 | 0 | 0
3354 | 0 | 0 | 72.7579 | 0 | 0 | 0 | 0 | 0 | 0 | 0 | 0 | 0 | 0 | 0.67181 | 0.67685 | 0 | 0.00504
3355 | 0 | 0.60154 | 71.9072 | 0 | 0 | 0 | 0 | 0 | 0 | 0 | 0 | 0 | 0 | 0.70492 | 0.10337 | 0 | 0
3356 | 0 | 0.73358 | 70.8698 | 0 | 0 | 0 | 0 | 0 | 0 | 0 | 0 | 0 | 0 | 0.73358 | 0 | 0 | 0
3357 | 0 | 0.71196 | 69.8629 | 0 | 0 | 0 | 0 | 0 | 0 | 0 | 0 | 0 | 0 | 0.71196 | 0 | 0 | 0
3358 | 0 | 0.65822 | 68.9321 | 0 | 0 | 0 | 0 | 0 | 0 | 0 | 0 | 0 | 0 | 0.65822 | 0 | 0 | 0
3359 | 0 | 0.61541 | 68.0617 | 0 | 0 | 0 | 0 | 0 | 0 | 0 | 0 | 0 | 0 | 0.61541 | 0 | 0 | 0
3360 | 0 | 0.58456 | 67.2351 | 0 | 0 | 0 | 0 | 0 | 0 | 0 | 0 | 0 | 0 | 0.58456 | 0 | 0 | 0
3361 | 0 | 0.56406 | 66.4373 | 0 | 0 | 0 | 0 | 0 | 0 | 0 | 0 | 0 | 0 | 0.56406 | 0 | 0 | 0
3362 | 0 | 0.55348 | 65.6546 | 0 | 0 | 0 | 0 | 0 | 0 | 0 | 0 | 0 | 0 | 0.55348 | 0 | 0 | 0
3363 | 0 | 0.54909 | 64.8781 | 0 | 0 | 0 | 0 | 0 | 0 | 0 | 0 | 0 | 0 | 0.54909 | 0 | 0 | 0
3364 | 0 | 0.55845 | 64.0883 | 0 | 0 | 0 | 0 | 0 | 0 | 0 | 0 | 0 | 0 | 0.55845 | 0 | 0 | 0
3365 | 0 | 0.5918 | 63.2514 | 0 | 0 | 0 | 0 | 0 | 0 | 0 | 0 | 0 | 0 | 0.5918 | 0 | 0 | 0
3366 | 0 | 0.50288 | 62.5402 | 0 | 0 | 0 | 0 | 0 | 0 | 0 | 0 | 0 | 0 | 0.63626 | 0.13337 | 0 | 0
3367 | 0 | 0 | 62.5402 | 0 | 0 | 0 | 0 | 0 | 0 | 0 | 0 | 0 | 0 | 0.66004 | 0.79835 | 0 | 0.13831
3368 | 0 | 0 | 62.5402 | 0 | 0 | 0 | 0 | 0 | 0 | 0 | 0 | 0 | 0 | 0.65668 | 2.0638 | 0 | 1.4071
3369 | 0 | 0 | 62.5402 | 0 | 0 | 0 | 0 | 0 | 0 | 0 | 0 | 0 | 0 | 0.66224 | 3.2323 | 0 | 2.5701
3370 | 0 | 0 | 62.5402 | 0 | 0 | 0 | 0 | 0 | 0 | 0 | 0 | 0 | 0 | 0.66969 | 4.1205 | 0 | 3.4509
3371 | 0 | 0 | 62.5402 | 0 | 0 | 0 | 0 | 0 | 0 | 0 | 0 | 0 | 0 | 0.66317 | 4.696 | 0 | 4.0328
3372 | 4.3202 | 0 | 65.595 | 0 | 0 | 0 | 0 | 0 | 0 | 0 | 0 | 0 | 0 | 0.65134 | 4.9715 | 0 | 0
3373 | 4.2981 | 0 | 68.6343 | 0 | 0 | 0 | 0 | 0 | 0 | 0 | 0 | 0 | 0 | 0.64286 | 4.941 | 0 | 0
3374 | 3.9336 | 0 | 71.4158 | 0 | 0 | 0 | 0 | 0 | 0 | 0 | 0 | 0 | 0 | 0.6358 | 4.5694 | 0 | 0
3375 | 1.0074 | 0 | 72.1281 | 0 | 0 | 0 | 0 | 0 | 0 | 0 | 0 | 0 | 0 | 0.64383 | 1.6513 | 0 | 0
3376 | 0 | 0 | 72.1281 | 0 | 0 | 0 | 0 | 0 | 0 | 0 | 0 | 0 | 0 | 0.65552 | 3.0214 | 0 | 2.3659
3377 | 0 | 0 | 72.1281 | 0 | 0 | 0 | 0 | 0 | 0 | 0 | 0 | 0 | 0 | 0.66634 | 1.8604 | 0 | 1.1941
3378 | 0 | 0.051639 | 72.0551 | 0 | 0 | 0 | 0 | 0 | 0 | 0 | 0 | 0 | 0 | 0.69089 | 0.63925 | 0 | 0
3379 | 0 | 0.58694 | 71.225 | 0 | 0 | 0 | 0 | 0 | 0 | 0 | 0 | 0 | 0 | 0.71842 | 0.13148 | 0 | 0
3380 | 0 | 0.74298 | 70.1743 | 0 | 0 | 0 | 0 | 0 | 0 | 0 | 0 | 0 | 0 | 0.74298 | 0 | 0 | 0
3381 | 0 | 0.71995 | 69.1561 | 0 | 0 | 0 | 0 | 0 | 0 | 0 | 0 | 0 | 0 | 0.71995 | 0 | 0 | 0
3382 | 0 | 0.66599 | 68.2143 | 0 | 0 | 0 | 0 | 0 | 0 | 0 | 0 | 0 | 0 | 0.66599 | 0 | 0 | 0
3383 | 0 | 0.61574 | 67.3435 | 0 | 0 | 0 | 0 | 0 | 0 | 0 | 0 | 0 | 0 | 0.61574 | 0 | 0 | 0
3384 | 0 | 0.58386 | 66.5178 | 0 | 0 | 0 | 0 | 0 | 0 | 0 | 0 | 0 | 0 | 0.58386 | 0 | 0 | 0
3385 | 0 | 0.56471 | 65.7192 | 0 | 0 | 0 | 0 | 0 | 0 | 0 | 0 | 0 | 0 | 0.56471 | 0 | 0 | 0
3386 | 0 | 0.55611 | 64.9327 | 0 | 0 | 0 | 0 | 0 | 0 | 0 | 0 | 0 | 0 | 0.55611 | 0 | 0 | 0
3387 | 0 | 0.55213 | 64.1519 | 0 | 0 | 0 | 0 | 0 | 0 | 0 | 0 | 0 | 0 | 0.55213 | 0 | 0 | 0
3388 | 0 | 0.56286 | 63.3559 | 0 | 0 | 0 | 0 | 0 | 0 | 0 | 0 | 0 | 0 | 0.56286 | 0 | 0 | 0
3389 | 0 | 0.59711 | 62.5114 | 0 | 0 | 0 | 0 | 0 | 0 | 0 | 0 | 0 | 0 | 0.59711 | 0 | 0 | 0
3390 | 0 | 0.49861 | 61.8063 | 0 | 0 | 0 | 0 | 0 | 0 | 0 | 0 | 0 | 0 | 0.64248 | 0.14388 | 0 | 0
3391 | 0 | 0 | 61.8063 | 0 | 0 | 0 | 0 | 0 | 0 | 0 | 0 | 0 | 0 | 0.66522 | 0.81045 | 0 | 0.14524
3392 | 0 | 0 | 61.8063 | 0 | 0 | 0 | 0 | 0 | 0 | 0 | 0 | 0 | 0 | 0.66328 | 1.9979 | 0 | 1.3346
3393 | 0 | 0 | 61.8063 | 0 | 0 | 0 | 0 | 0 | 0 | 0 | 0 | 0 | 0 | 0.65534 | 3.0758 | 0 | 2.4205
3394 | 0 | 0 | 61.8063 | 0 | 0 | 0 | 0 | 0 | 0 | 0 | 0 | 0 | 0 | 0.65126 | 3.8571 | 0 | 3.2059
3395 | 3.776 | 0 | 64.4763 | 0 | 0 | 0 | 0 | 0 | 0 | 0 | 0 | 0 | 0 | 0.63731 | 4.4134 | 0 | 0
3396 | 3.985 | 0 | 67.2942 | 0 | 0 | 0 | 0 | 0 | 0 | 0 | 0 | 0 | 0 | 0.63556 | 4.6206 | 0 | 0
3397 | 0 | 0 | 67.2942 | 0 | 0 | 0 | 0 | 0 | 0 | 0 | 0 | 0 | 0 | 0.63791 | 4.5598 | 0 | 3.9218
3398 | 3.614 | 0 | 69.8496 | 0 | 0 | 0 | 0 | 0 | 0 | 0 | 0 | 0 | 0 | 0.63594 | 4.2499 | 0 | 0
3399 | 3.0117 | 0 | 71.9792 | 0 | 0 | 0 | 0 | 0 | 0 | 0 | 0 | 0 | 0 | 0.64852 | 3.6602 | 0 | 0
3400 | 2.2019 | 0 | 73.5362 | 0 | 0 | 0 | 0 | 0 | 0 | 0 | 0 | 0 | 0 | 0.64795 | 2.8498 | 0 | 0
3401 | 1.1334 | 0 | 74.3376 | 0 | 0 | 0 | 0 | 0 | 0 | 0 | 0 | 0 | 0 | 0.65769 | 1.7911 | 0 | 0
3402 | 0 | 0.031802 | 74.2927 | 0 | 0 | 0 | 0 | 0 | 0 | 0 | 0 | 0 | 0 | 0.68345 | 0.65165 | 0 | 0
3403 | 0 | 0.60538 | 73.4365 | 0 | 0 | 0 | 0 | 0 | 0 | 0 | 0 | 0 | 0 | 0.71128 | 0.1059 | 0 | 0
3404 | 0 | 0.73924 | 72.3911 | 0 | 0 | 0 | 0 | 0 | 0 | 0 | 0 | 0 | 0 | 0.73924 | 0 | 0 | 0
3405 | 0 | 0.7187 | 71.3747 | 0 | 0 | 0 | 0 | 0 | 0 | 0 | 0 | 0 | 0 | 0.7187 | 0 | 0 | 0
3406 | 0 | 0.66567 | 70.4333 | 0 | 0 | 0 | 0 | 0 | 0 | 0 | 0 | 0 | 0 | 0.66567 | 0 | 0 | 0
3407 | 0 | 0.61891 | 69.558 | 0 | 0 | 0 | 0 | 0 | 0 | 0 | 0 | 0 | 0 | 0.61891 | 0 | 0 | 0
3408 | 0 | 0.58312 | 68.7334 | 0 | 0 | 0 | 0 | 0 | 0 | 0 | 0 | 0 | 0 | 0.58312 | 0 | 0 | 0
3409 | 0 | 0.5672 | 67.9312 | 0 | 0 | 0 | 0 | 0 | 0 | 0 | 0 | 0 | 0 | 0.5672 | 0 | 0 | 0
3410 | 0 | 0.55208 | 67.1505 | 0 | 0 | 0 | 0 | 0 | 0 | 0 | 0 | 0 | 0 | 0.55208 | 0 | 0 | 0
3411 | 0 | 0.55045 | 66.372 | 0 | 0 | 0 | 0 | 0 | 0 | 0 | 0 | 0 | 0 | 0.55045 | 0 | 0 | 0
3412 | 0 | 0.56265 | 65.5763 | 0 | 0 | 0 | 0 | 0 | 0 | 0 | 0 | 0 | 0 | 0.56265 | 0 | 0 | 0
3413 | 0 | 0.60016 | 64.7275 | 0 | 0 | 0 | 0 | 0 | 0 | 0 | 0 | 0 | 0 | 0.60016 | 0 | 0 | 0
3414 | 0 | 0.50972 | 64.0067 | 0 | 0 | 0 | 0 | 0 | 0 | 0 | 0 | 0 | 0 | 0.65092 | 0.1412 | 0 | 0
3415 | 0 | 0 | 64.0067 | 0 | 0 | 0 | 0 | 0 | 0 | 0 | 0 | 0 | 0 | 0.68502 | 0.80015 | 0 | 0.11513
3416 | 0 | 0 | 64.0067 | 0 | 0 | 0 | 0 | 0 | 0 | 0 | 0 | 0 | 0 | 0.69133 | 1.9988 | 0 | 1.3074
3417 | 0 | 0 | 64.0067 | 0 | 0 | 0 | 0 | 0 | 0 | 0 | 0 | 0 | 0 | 0.69432 | 3.1273 | 0 | 2.4329
3418 | 3.2637 | 0 | 66.3145 | 0 | 0 | 0 | 0 | 0 | 0 | 0 | 0 | 0 | 0 | 0.69833 | 3.962 | 0 | 0
3419 | 3.8505 | 0 | 69.0371 | 0 | 0 | 0 | 0 | 0 | 0 | 0 | 0 | 0 | 0 | 0.68885 | 4.5393 | 0 | 0
3420 | 4.1438 | 0 | 71.9673 | 0 | 0 | 0 | 0 | 0 | 0 | 0 | 0 | 0 | 0 | 0.68329 | 4.8271 | 0 | 0
3421 | 4.1182 | 0 | 74.8793 | 0 | 0 | 0 | 0 | 0 | 0 | 0 | 0 | 0 | 0 | 0.68532 | 4.8036 | 0 | 0
3422 | 1.9418 | 0 | 76.2524 | 0 | 0 | 0 | 0 | 0 | 0 | 0 | 0 | 0 | 0 | 0.68388 | 2.6257 | 0 | 0
3423 | 0 | 0 | 76.2524 | 0 | 0 | 0 | 0 | 0 | 0 | 0 | 0 | 0 | 0 | 0.67738 | 2.2353 | 0 | 1.5579
3424 | 0 | 0 | 76.2524 | 0 | 0 | 0 | 0 | 0 | 0 | 0 | 0 | 0 | 0 | 0.67705 | 2.9375 | 0 | 2.2605
3425 | 0.65622 | 0 | 76.7164 | 0 | 0 | 0 | 0 | 0 | 0 | 0 | 0 | 0 | 0 | 0.68733 | 1.3436 | 0 | 0
3426 | 0 | 0.040743 | 76.6588 | 0 | 0 | 0 | 0 | 0 | 0 | 0 | 0 | 0 | 0 | 0.69599 | 0.65525 | 0 | 0
3427 | 0 | 0.58722 | 75.8283 | 0 | 0 | 0 | 0 | 0 | 0 | 0 | 0 | 0 | 0 | 0.71797 | 0.13075 | 0 | 0
3428 | 0 | 0.74247 | 74.7783 | 0 | 0 | 0 | 0 | 0 | 0 | 0 | 0 | 0 | 0 | 0.74247 | 0 | 0 | 0
3429 | 0 | 0.71956 | 73.7607 | 0 | 0 | 0 | 0 | 0 | 0 | 0 | 0 | 0 | 0 | 0.71956 | 0 | 0 | 0
3430 | 0 | 0.66919 | 72.8143 | 0 | 0 | 0 | 0 | 0 | 0 | 0 | 0 | 0 | 0 | 0.66919 | 0 | 0 | 0
3431 | 0 | 0.62235 | 71.9342 | 0 | 0 | 0 | 0 | 0 | 0 | 0 | 0 | 0 | 0 | 0.62235 | 0 | 0 | 0
3432 | 0 | 0.59438 | 71.0936 | 0 | 0 | 0 | 0 | 0 | 0 | 0 | 0 | 0 | 0 | 0.59438 | 0 | 0 | 0
3433 | 0 | 0.57203 | 70.2846 | 0 | 0 | 0 | 0 | 0 | 0 | 0 | 0 | 0 | 0 | 0.57203 | 0 | 0 | 0
3434 | 0 | 0.55659 | 69.4975 | 0 | 0 | 0 | 0 | 0 | 0 | 0 | 0 | 0 | 0 | 0.55659 | 0 | 0 | 0
3435 | 0 | 0.55086 | 68.7184 | 0 | 0 | 0 | 0 | 0 | 0 | 0 | 0 | 0 | 0 | 0.55086 | 0 | 0 | 0
3436 | 0 | 0.56236 | 67.9231 | 0 | 0 | 0 | 0 | 0 | 0 | 0 | 0 | 0 | 0 | 0.56236 | 0 | 0 | 0
3437 | 0 | 0.59364 | 67.0836 | 0 | 0 | 0 | 0 | 0 | 0 | 0 | 0 | 0 | 0 | 0.59364 | 0 | 0 | 0
3438 | 0 | 0.48317 | 66.4003 | 0 | 0 | 0 | 0 | 0 | 0 | 0 | 0 | 0 | 0 | 0.6321 | 0.14893 | 0 | 0
3439 | 0 | 0 | 66.4003 | 0 | 0 | 0 | 0 | 0 | 0 | 0 | 0 | 0 | 0 | 0.64867 | 0.80295 | 0 | 0.15428
3440 | 1.342 | 0 | 67.3492 | 0 | 0 | 0 | 0 | 0 | 0 | 0 | 0 | 0 | 0 | 0.64346 | 1.9854 | 0 | 0
3441 | 0 | 0 | 67.3492 | 0 | 0 | 0 | 0 | 0 | 0 | 0 | 0 | 0 | 0 | 0.63858 | 3.1282 | 0 | 2.4896
3442 | 0 | 0 | 67.3492 | 0 | 0 | 0 | 0 | 0 | 0 | 0 | 0 | 0 | 0 | 0.64093 | 4.0221 | 0 | 3.3812
3443 | 3.9561 | 0 | 70.1466 | 0 | 0 | 0 | 0 | 0 | 0 | 0 | 0 | 0 | 0 | 0.63261 | 4.5888 | 0 | 0
3444 | 4.2424 | 0 | 73.1465 | 0 | 0 | 0 | 0 | 0 | 0 | 0 | 0 | 0 | 0 | 0.62346 | 4.8659 | 0 | 0
3445 | 0 | 0 | 73.1465 | 0 | 0 | 0 | 0 | 0 | 0 | 0 | 0 | 0 | 0 | 0.62442 | 2.8298 | 0 | 2.2054
3446 | 0 | 0 | 73.1465 | 0 | 0 | 0 | 0 | 0 | 0 | 0 | 0 | 0 | 0 | 0.62861 | 2.6494 | 0 | 2.0208
3447 | 3.2313 | 0 | 75.4314 | 0 | 0 | 0 | 0 | 0 | 0 | 0 | 0 | 0 | 0 | 0.63013 | 3.8615 | 0 | 0
3448 | 2.3179 | 0 | 77.0704 | 0 | 0 | 0 | 0 | 0 | 0 | 0 | 0 | 0 | 0 | 0.6381 | 2.956 | 0 | 0
3449 | 0 | 0 | 77.0704 | 0 | 0 | 0 | 0 | 0 | 0 | 0 | 0 | 0 | 0 | 0.66373 | 1.1275 | 0 | 0.46372
3450 | 0 | 0.00486 | 77.0635 | 0 | 0 | 0 | 0 | 0 | 0 | 0 | 0 | 0 | 0 | 0.68851 | 0.68365 | 0 | 0
3451 | 0 | 0.58961 | 76.2297 | 0 | 0 | 0 | 0 | 0 | 0 | 0 | 0 | 0 | 0 | 0.70778 | 0.11818 | 0 | 0
3452 | 0 | 0.73101 | 75.1959 | 0 | 0 | 0 | 0 | 0 | 0 | 0 | 0 | 0 | 0 | 0.73101 | 0 | 0 | 0
3453 | 0 | 0.7101 | 74.1917 | 0 | 0 | 0 | 0 | 0 | 0 | 0 | 0 | 0 | 0 | 0.7101 | 0 | 0 | 0
3454 | 0 | 0.66248 | 73.2548 | 0 | 0 | 0 | 0 | 0 | 0 | 0 | 0 | 0 | 0 | 0.66248 | 0 | 0 | 0
3455 | 0 | 0.61661 | 72.3828 | 0 | 0 | 0 | 0 | 0 | 0 | 0 | 0 | 0 | 0 | 0.61661 | 0 | 0 | 0
3456 | 0 | 0.58325 | 71.5579 | 0 | 0 | 0 | 0 | 0 | 0 | 0 | 0 | 0 | 0 | 0.58325 | 0 | 0 | 0
3457 | 0 | 0.55559 | 70.7722 | 0 | 0 | 0 | 0 | 0 | 0 | 0 | 0 | 0 | 0 | 0.55559 | 0 | 0 | 0
3458 | 0 | 0.54127 | 70.0067 | 0 | 0 | 0 | 0 | 0 | 0 | 0 | 0 | 0 | 0 | 0.54127 | 0 | 0 | 0
3459 | 0 | 0.53234 | 69.2539 | 0 | 0 | 0 | 0 | 0 | 0 | 0 | 0 | 0 | 0 | 0.53234 | 0 | 0 | 0
3460 | 0 | 0.53363 | 68.4992 | 0 | 0 | 0 | 0 | 0 | 0 | 0 | 0 | 0 | 0 | 0.53363 | 0 | 0 | 0
3461 | 0 | 0.54362 | 67.7304 | 0 | 0 | 0 | 0 | 0 | 0 | 0 | 0 | 0 | 0 | 0.54362 | 0 | 0 | 0
3462 | 0 | 0.3907 | 67.1779 | 0 | 0 | 0 | 0 | 0 | 0 | 0 | 0 | 0 | 0 | 0.54392 | 0.15323 | 0 | 0
3463 | 0 | 0 | 67.1779 | 0 | 0 | 0 | 0 | 0 | 0 | 0 | 0 | 0 | 0 | 0.54951 | 0.8039 | 0 | 0.25439
3464 | 0 | 0 | 67.1779 | 0 | 0 | 0 | 0 | 0 | 0 | 0 | 0 | 0 | 0 | 0.56652 | 1.9607 | 0 | 1.3942
3465 | 0 | 0 | 67.1779 | 0 | 0 | 0 | 0 | 0 | 0 | 0 | 0 | 0 | 0 | 0.56875 | 3.0522 | 0 | 2.4835
3466 | 0 | 0 | 67.1779 | 0 | 0 | 0 | 0 | 0 | 0 | 0 | 0 | 0 | 0 | 0.56815 | 3.8927 | 0 | 3.3245
3467 | 0 | 0 | 67.1779 | 0 | 0 | 0 | 0 | 0 | 0 | 0 | 0 | 0 | 0 | 0.55904 | 4.4382 | 0 | 3.8792
3468 | 0 | 0 | 67.1779 | 0 | 0 | 0 | 0 | 0 | 0 | 0 | 0 | 0 | 0 | 0.54456 | 4.6948 | 0 | 4.1502
3469 | 4.1585 | 0 | 70.1184 | 0 | 0 | 0 | 0 | 0 | 0 | 0 | 0 | 0 | 0 | 0.53828 | 4.6967 | 0 | 0
3470 | 3.7486 | 0 | 72.769 | 0 | 0 | 0 | 0 | 0 | 0 | 0 | 0 | 0 | 0 | 0.53745 | 4.2861 | 0 | 0
3471 | 3.163 | 0 | 75.0056 | 0 | 0 | 0 | 0 | 0 | 0 | 0 | 0 | 0 | 0 | 0.55039 | 3.7134 | 0 | 0
3472 | 2.2886 | 0 | 76.6239 | 0 | 0 | 0 | 0 | 0 | 0 | 0 | 0 | 0 | 0 | 0.57317 | 2.8617 | 0 | 0
3473 | 1.1979 | 0 | 77.4709 | 0 | 0 | 0 | 0 | 0 | 0 | 0 | 0 | 0 | 0 | 0.59528 | 1.7932 | 0 | 0
3474 | 0 | 0 | 77.4709 | 0 | 0 | 0 | 0 | 0 | 0 | 0 | 0 | 0 | 0 | 0.62489 | 0.6804 | 0 | 0.055509
3475 | 0 | 0.53476 | 76.7146 | 0 | 0 | 0 | 0 | 0 | 0 | 0 | 0 | 0 | 0 | 0.65281 | 0.11805 | 0 | 0
3476 | 0 | 0.67959 | 75.7535 | 0 | 0 | 0 | 0 | 0 | 0 | 0 | 0 | 0 | 0 | 0.67959 | 0 | 0 | 0
3477 | 0 | 0.66578 | 74.812 | 0 | 0 | 0 | 0 | 0 | 0 | 0 | 0 | 0 | 0 | 0.66578 | 0 | 0 | 0
3478 | 0 | 0.63031 | 73.9206 | 0 | 0 | 0 | 0 | 0 | 0 | 0 | 0 | 0 | 0 | 0.63031 | 0 | 0 | 0
3479 | 0 | 0.59255 | 73.0826 | 0 | 0 | 0 | 0 | 0 | 0 | 0 | 0 | 0 | 0 | 0.59255 | 0 | 0 | 0
3480 | 0 | 0.55882 | 72.2923 | 0 | 0 | 0 | 0 | 0 | 0 | 0 | 0 | 0 | 0 | 0.55882 | 0 | 0 | 0
3481 | 0 | 0.53636 | 71.5338 | 0 | 0 | 0 | 0 | 0 | 0 | 0 | 0 | 0 | 0 | 0.53636 | 0 | 0 | 0
3482 | 0 | 0.52435 | 70.7922 | 0 | 0 | 0 | 0 | 0 | 0 | 0 | 0 | 0 | 0 | 0.52435 | 0 | 0 | 0
3483 | 0 | 0.51443 | 70.0647 | 0 | 0 | 0 | 0 | 0 | 0 | 0 | 0 | 0 | 0 | 0.51443 | 0 | 0 | 0
3484 | 0 | 0.51171 | 69.341 | 0 | 0 | 0 | 0 | 0 | 0 | 0 | 0 | 0 | 0 | 0.51171 | 0 | 0 | 0
3485 | 0 | 0.51803 | 68.6084 | 0 | 0 | 0 | 0 | 0 | 0 | 0 | 0 | 0 | 0 | 0.51803 | 0 | 0 | 0
3486 | 0 | 0.37735 | 68.0748 | 0 | 0 | 0 | 0 | 0 | 0 | 0 | 0 | 0 | 0 | 0.5168 | 0.13945 | 0 | 0
3487 | 0 | 0 | 68.0748 | 0 | 0 | 0 | 0 | 0 | 0 | 0 | 0 | 0 | 0 | 0.52696 | 0.7872 | 0 | 0.26024
3488 | 0 | 0 | 68.0748 | 0 | 0 | 0 | 0 | 0 | 0 | 0 | 0 | 0 | 0 | 0.54299 | 1.9275 | 0 | 1.3845
3489 | 2.4149 | 0 | 69.7824 | 0 | 0 | 0 | 0 | 0 | 0 | 0 | 0 | 0 | 0 | 0.56053 | 2.9754 | 0 | 0
3490 | 0 | 0 | 69.7824 | 0 | 0 | 0 | 0 | 0 | 0 | 0 | 0 | 0 | 0 | 0.5627 | 3.7509 | 0 | 3.1882
3491 | 0 | 0 | 69.7824 | 0 | 0 | 0 | 0 | 0 | 0 | 0 | 0 | 0 | 0 | 0.54805 | 4.239 | 0 | 3.691
3492 | 3.9664 | 0 | 72.5871 | 0 | 0 | 0 | 0 | 0 | 0 | 0 | 0 | 0 | 0 | 0.53977 | 4.5062 | 0 | 0
3493 | 0 | 0 | 72.5871 | 0 | 0 | 0 | 0 | 0 | 0 | 0 | 0 | 0 | 0 | 0.53597 | 4.4819 | 0 | 3.9459
3494 | 3.6752 | 0 | 75.1858 | 0 | 0 | 0 | 0 | 0 | 0 | 0 | 0 | 0 | 0 | 0.53414 | 4.2093 | 0 | 0
3495 | 3.1065 | 0 | 77.3825 | 0 | 0 | 0 | 0 | 0 | 0 | 0 | 0 | 0 | 0 | 0.54317 | 3.6497 | 0 | 0
3496 | 0 | 0 | 77.3825 | 0 | 0 | 0 | 0 | 0 | 0 | 0 | 0 | 0 | 0 | 0.55263 | 2.8253 | 0 | 2.2727
3497 | 1.2012 | 0 | 78.2318 | 0 | 0 | 0 | 0 | 0 | 0 | 0 | 0 | 0 | 0 | 0.57224 | 1.7734 | 0 | 0
3498 | 0 | 0 | 78.2318 | 0 | 0 | 0 | 0 | 0 | 0 | 0 | 0 | 0 | 0 | 0.59996 | 0.6627 | 0 | 0.062736
3499 | 0 | 0.505 | 77.5176 | 0 | 0 | 0 | 0 | 0 | 0 | 0 | 0 | 0 | 0 | 0.62513 | 0.12012 | 0 | 0
3500 | 0 | 0.6484 | 76.6006 | 0 | 0 | 0 | 0 | 0 | 0 | 0 | 0 | 0 | 0 | 0.6484 | 0 | 0 | 0
3501 | 0 | 0.63629 | 75.7008 | 0 | 0 | 0 | 0 | 0 | 0 | 0 | 0 | 0 | 0 | 0.63629 | 0 | 0 | 0
3502 | 0 | 0.60618 | 74.8435 | 0 | 0 | 0 | 0 | 0 | 0 | 0 | 0 | 0 | 0 | 0.60618 | 0 | 0 | 0
3503 | 0 | 0.56804 | 74.0402 | 0 | 0 | 0 | 0 | 0 | 0 | 0 | 0 | 0 | 0 | 0.56804 | 0 | 0 | 0
3504 | 0 | 0.54882 | 73.2641 | 0 | 0 | 0 | 0 | 0 | 0 | 0 | 0 | 0 | 0 | 0.54882 | 0 | 0 | 0
3505 | 0 | 0.52673 | 72.5191 | 0 | 0 | 0 | 0 | 0 | 0 | 0 | 0 | 0 | 0 | 0.52673 | 0 | 0 | 0
3506 | 0 | 0.5131 | 71.7935 | 0 | 0 | 0 | 0 | 0 | 0 | 0 | 0 | 0 | 0 | 0.5131 | 0 | 0 | 0
3507 | 0 | 0.50799 | 71.0751 | 0 | 0 | 0 | 0 | 0 | 0 | 0 | 0 | 0 | 0 | 0.50799 | 0 | 0 | 0
3508 | 0 | 0.51122 | 70.3521 | 0 | 0 | 0 | 0 | 0 | 0 | 0 | 0 | 0 | 0 | 0.51122 | 0 | 0 | 0
3509 | 0 | 0.52502 | 69.6096 | 0 | 0 | 0 | 0 | 0 | 0 | 0 | 0 | 0 | 0 | 0.52502 | 0 | 0 | 0
3510 | 0 | 0.37687 | 69.0767 | 0 | 0 | 0 | 0 | 0 | 0 | 0 | 0 | 0 | 0 | 0.52756 | 0.1507 | 0 | 0
3511 | 0 | 0 | 69.0767 | 0 | 0 | 0 | 0 | 0 | 0 | 0 | 0 | 0 | 0 | 0.52732 | 0.7804 | 0 | 0.25308
3512 | 0 | 0 | 69.0767 | 0 | 0 | 0 | 0 | 0 | 0 | 0 | 0 | 0 | 0 | 0.52719 | 1.8794 | 0 | 1.3522
3513 | 0 | 0 | 69.0767 | 0 | 0 | 0 | 0 | 0 | 0 | 0 | 0 | 0 | 0 | 0.52755 | 2.8969 | 0 | 2.3694
3514 | 0 | 0 | 69.0767 | 0 | 0 | 0 | 0 | 0 | 0 | 0 | 0 | 0 | 0 | 0.52621 | 3.6583 | 0 | 3.1321
3515 | 0 | 0 | 69.0767 | 0 | 0 | 0 | 0 | 0 | 0 | 0 | 0 | 0 | 0 | 0.53048 | 4.1602 | 0 | 3.6298
3516 | 3.8825 | 0 | 71.822 | 0 | 0 | 0 | 0 | 0 | 0 | 0 | 0 | 0 | 0 | 0.52558 | 4.4081 | 0 | 0
3517 | 3.8577 | 0 | 74.5498 | 0 | 0 | 0 | 0 | 0 | 0 | 0 | 0 | 0 | 0 | 0.52734 | 4.385 | 0 | 0
3518 | 0 | 0 | 74.5498 | 0 | 0 | 0 | 0 | 0 | 0 | 0 | 0 | 0 | 0 | 0.53016 | 4.0765 | 0 | 3.5463
3519 | 0 | 0 | 74.5498 | 0 | 0 | 0 | 0 | 0 | 0 | 0 | 0 | 0 | 0 | 0.53153 | 3.5418 | 0 | 3.0103
3520 | 2.2122 | 0 | 76.1141 | 0 | 0 | 0 | 0 | 0 | 0 | 0 | 0 | 0 | 0 | 0.5541 | 2.7663 | 0 | 0
3521 | 1.1585 | 0 | 76.9332 | 0 | 0 | 0 | 0 | 0 | 0 | 0 | 0 | 0 | 0 | 0.5879 | 1.7464 | 0 | 0
3522 | 0 | 0 | 76.9332 | 0 | 0 | 0 | 0 | 0 | 0 | 0 | 0 | 0 | 0 | 0.61764 | 0.6568 | 0 | 0.03916
3523 | 0 | 0.52924 | 76.1848 | 0 | 0 | 0 | 0 | 0 | 0 | 0 | 0 | 0 | 0 | 0.64734 | 0.1181 | 0 | 0
3524 | 0 | 0.67931 | 75.2241 | 0 | 0 | 0 | 0 | 0 | 0 | 0 | 0 | 0 | 0 | 0.67931 | 0 | 0 | 0
3525 | 0 | 0.66355 | 74.2857 | 0 | 0 | 0 | 0 | 0 | 0 | 0 | 0 | 0 | 0 | 0.66355 | 0 | 0 | 0
3526 | 0 | 0.61634 | 73.4141 | 0 | 0 | 0 | 0 | 0 | 0 | 0 | 0 | 0 | 0 | 0.61634 | 0 | 0 | 0
3527 | 0 | 0.57491 | 72.601 | 0 | 0 | 0 | 0 | 0 | 0 | 0 | 0 | 0 | 0 | 0.57491 | 0 | 0 | 0
3528 | 0 | 0.54316 | 71.8329 | 0 | 0 | 0 | 0 | 0 | 0 | 0 | 0 | 0 | 0 | 0.54316 | 0 | 0 | 0
3529 | 0 | 0.53146 | 71.0813 | 0 | 0 | 0 | 0 | 0 | 0 | 0 | 0 | 0 | 0 | 0.53146 | 0 | 0 | 0
3530 | 0 | 0.52536 | 70.3383 | 0 | 0 | 0 | 0 | 0 | 0 | 0 | 0 | 0 | 0 | 0.52536 | 0 | 0 | 0
3531 | 0 | 0.52641 | 69.5939 | 0 | 0 | 0 | 0 | 0 | 0 | 0 | 0 | 0 | 0 | 0.52641 | 0 | 0 | 0
3532 | 0 | 0.53759 | 68.8336 | 0 | 0 | 0 | 0 | 0 | 0 | 0 | 0 | 0 | 0 | 0.53759 | 0 | 0 | 0
3533 | 0 | 0.56947 | 68.0282 | 0 | 0 | 0 | 0 | 0 | 0 | 0 | 0 | 0 | 0 | 0.56947 | 0 | 0 | 0
3534 | 0 | 0.47089 | 67.3623 | 0 | 0 | 0 | 0 | 0 | 0 | 0 | 0 | 0 | 0 | 0.61632 | 0.14542 | 0 | 0
3535 | 0 | 0 | 67.3623 | 0 | 0 | 0 | 0 | 0 | 0 | 0 | 0 | 0 | 0 | 0.64512 | 0.7772 | 0 | 0.13208
3536 | 0 | 0 | 67.3623 | 0 | 0 | 0 | 0 | 0 | 0 | 0 | 0 | 0 | 0 | 0.64726 | 1.9166 | 0 | 1.2693
3537 | 0 | 0 | 67.3623 | 0 | 0 | 0 | 0 | 0 | 0 | 0 | 0 | 0 | 0 | 0.64241 | 2.9657 | 0 | 2.3233
3538 | 0 | 0 | 67.3623 | 0 | 0 | 0 | 0 | 0 | 0 | 0 | 0 | 0 | 0 | 0.63832 | 3.746 | 0 | 3.1077
3539 | 3.6188 | 0 | 69.9212 | 0 | 0 | 0 | 0 | 0 | 0 | 0 | 0 | 0 | 0 | 0.63312 | 4.2519 | 0 | 0
3540 | 3.8431 | 0 | 72.6386 | 0 | 0 | 0 | 0 | 0 | 0 | 0 | 0 | 0 | 0 | 0.62572 | 4.4688 | 0 | 0
3541 | 0 | 0 | 72.6386 | 0 | 0 | 0 | 0 | 0 | 0 | 0 | 0 | 0 | 0 | 0.63365 | 4.4402 | 0 | 3.8066
3542 | 3.5288 | 0 | 75.1339 | 0 | 0 | 0 | 0 | 0 | 0 | 0 | 0 | 0 | 0 | 0.63939 | 4.1682 | 0 | 0
3543 | 2.9504 | 0 | 77.2201 | 0 | 0 | 0 | 0 | 0 | 0 | 0 | 0 | 0 | 0 | 0.6444 | 3.5948 | 0 | 0
3544 | 2.1389 | 0 | 78.7325 | 0 | 0 | 0 | 0 | 0 | 0 | 0 | 0 | 0 | 0 | 0.65674 | 2.7956 | 0 | 0
3545 | 1.0598 | 0 | 79.4819 | 0 | 0 | 0 | 0 | 0 | 0 | 0 | 0 | 0 | 0 | 0.68356 | 1.7433 | 0 | 0
3546 | 0 | 0.030976 | 79.4381 | 0 | 0 | 0 | 0 | 0 | 0 | 0 | 0 | 0 | 0 | 0.70663 | 0.67565 | 0 | 0
3547 | 0 | 0.59982 | 78.5898 | 0 | 0 | 0 | 0 | 0 | 0 | 0 | 0 | 0 | 0 | 0.72935 | 0.12953 | 0 | 0
3548 | 0 | 0.75516 | 77.5219 | 0 | 0 | 0 | 0 | 0 | 0 | 0 | 0 | 0 | 0 | 0.75516 | 0 | 0 | 0
3549 | 0 | 0.73028 | 76.4891 | 0 | 0 | 0 | 0 | 0 | 0 | 0 | 0 | 0 | 0 | 0.73028 | 0 | 0 | 0
3550 | 0 | 0.67293 | 75.5374 | 0 | 0 | 0 | 0 | 0 | 0 | 0 | 0 | 0 | 0 | 0.67293 | 0 | 0 | 0
3551 | 0 | 0.62349 | 74.6557 | 0 | 0 | 0 | 0 | 0 | 0 | 0 | 0 | 0 | 0 | 0.62349 | 0 | 0 | 0
3552 | 0 | 0.59248 | 73.8178 | 0 | 0 | 0 | 0 | 0 | 0 | 0 | 0 | 0 | 0 | 0.59248 | 0 | 0 | 0
3553 | 0 | 0.56901 | 73.0131 | 0 | 0 | 0 | 0 | 0 | 0 | 0 | 0 | 0 | 0 | 0.56901 | 0 | 0 | 0
3554 | 0 | 0.55473 | 72.2286 | 0 | 0 | 0 | 0 | 0 | 0 | 0 | 0 | 0 | 0 | 0.55473 | 0 | 0 | 0
3555 | 0 | 0.54641 | 71.4559 | 0 | 0 | 0 | 0 | 0 | 0 | 0 | 0 | 0 | 0 | 0.54641 | 0 | 0 | 0
3556 | 0 | 0.56107 | 70.6624 | 0 | 0 | 0 | 0 | 0 | 0 | 0 | 0 | 0 | 0 | 0.56107 | 0 | 0 | 0
3557 | 0 | 0.5941 | 69.8222 | 0 | 0 | 0 | 0 | 0 | 0 | 0 | 0 | 0 | 0 | 0.5941 | 0 | 0 | 0
3558 | 0 | 0.48056 | 69.1426 | 0 | 0 | 0 | 0 | 0 | 0 | 0 | 0 | 0 | 0 | 0.63653 | 0.15598 | 0 | 0
3559 | 0 | 0 | 69.1426 | 0 | 0 | 0 | 0 | 0 | 0 | 0 | 0 | 0 | 0 | 0.65665 | 0.7796 | 0 | 0.12295
3560 | 0 | 0 | 69.1426 | 0 | 0 | 0 | 0 | 0 | 0 | 0 | 0 | 0 | 0 | 0.65286 | 1.8764 | 0 | 1.2235
3561 | 0 | 0 | 69.1426 | 0 | 0 | 0 | 0 | 0 | 0 | 0 | 0 | 0 | 0 | 0.64821 | 2.9234 | 0 | 2.2751
3562 | 3.0705 | 0 | 71.3138 | 0 | 0 | 0 | 0 | 0 | 0 | 0 | 0 | 0 | 0 | 0.65916 | 3.7296 | 0 | 0
3563 | 0 | 0 | 71.3138 | 0 | 0 | 0 | 0 | 0 | 0 | 0 | 0 | 0 | 0 | 0.65705 | 4.2641 | 0 | 3.607
3564 | 3.8328 | 0 | 74.024 | 0 | 0 | 0 | 0 | 0 | 0 | 0 | 0 | 0 | 0 | 0.66022 | 4.493 | 0 | 0
3565 | 0 | 0 | 74.024 | 0 | 0 | 0 | 0 | 0 | 0 | 0 | 0 | 0 | 0 | 0.67412 | 4.4672 | 0 | 3.7931
3566 | 3.4565 | 0 | 76.4681 | 0 | 0 | 0 | 0 | 0 | 0 | 0 | 0 | 0 | 0 | 0.67856 | 4.135 | 0 | 0
3567 | 2.9002 | 0 | 78.5188 | 0 | 0 | 0 | 0 | 0 | 0 | 0 | 0 | 0 | 0 | 0.69937 | 3.5995 | 0 | 0
3568 | 2.052 | 0 | 79.9698 | 0 | 0 | 0 | 0 | 0 | 0 | 0 | 0 | 0 | 0 | 0.72026 | 2.7723 | 0 | 0
3569 | 0.99228 | 0 | 80.6715 | 0 | 0 | 0 | 0 | 0 | 0 | 0 | 0 | 0 | 0 | 0.74126 | 1.7335 | 0 | 0
3570 | 0 | 0.084987 | 80.5513 | 0 | 0 | 0 | 0 | 0 | 0 | 0 | 0 | 0 | 0 | 0.76169 | 0.6767 | 0 | 0
3571 | 0 | 0.63917 | 79.6474 | 0 | 0 | 0 | 0 | 0 | 0 | 0 | 0 | 0 | 0 | 0.77187 | 0.1327 | 0 | 0
3572 | 0 | 0.78627 | 78.5354 | 0 | 0 | 0 | 0 | 0 | 0 | 0 | 0 | 0 | 0 | 0.78627 | 0 | 0 | 0
3573 | 0 | 0.76011 | 77.4605 | 0 | 0 | 0 | 0 | 0 | 0 | 0 | 0 | 0 | 0 | 0.76011 | 0 | 0 | 0
3574 | 0 | 0.69652 | 76.4754 | 0 | 0 | 0 | 0 | 0 | 0 | 0 | 0 | 0 | 0 | 0.69652 | 0 | 0 | 0
3575 | 0 | 0.64403 | 75.5646 | 0 | 0 | 0 | 0 | 0 | 0 | 0 | 0 | 0 | 0 | 0.64403 | 0 | 0 | 0
3576 | 0 | 0.60911 | 74.7032 | 0 | 0 | 0 | 0 | 0 | 0 | 0 | 0 | 0 | 0 | 0.60911 | 0 | 0 | 0
3577 | 0 | 0.58361 | 73.8779 | 0 | 0 | 0 | 0 | 0 | 0 | 0 | 0 | 0 | 0 | 0.58361 | 0 | 0 | 0
3578 | 0 | 0.56424 | 73.0799 | 0 | 0 | 0 | 0 | 0 | 0 | 0 | 0 | 0 | 0 | 0.56424 | 0 | 0 | 0
3579 | 0 | 0.55907 | 72.2893 | 0 | 0 | 0 | 0 | 0 | 0 | 0 | 0 | 0 | 0 | 0.55907 | 0 | 0 | 0
3580 | 0 | 0.57118 | 71.4815 | 0 | 0 | 0 | 0 | 0 | 0 | 0 | 0 | 0 | 0 | 0.57118 | 0 | 0 | 0
3581 | 0 | 0.60324 | 70.6284 | 0 | 0 | 0 | 0 | 0 | 0 | 0 | 0 | 0 | 0 | 0.60324 | 0 | 0 | 0
3582 | 0 | 0.49259 | 69.9318 | 0 | 0 | 0 | 0 | 0 | 0 | 0 | 0 | 0 | 0 | 0.64444 | 0.15185 | 0 | 0
3583 | 0 | 0 | 69.9318 | 0 | 0 | 0 | 0 | 0 | 0 | 0 | 0 | 0 | 0 | 0.6713 | 0.7699 | 0 | 0.098597
3584 | 0 | 0 | 69.9318 | 0 | 0 | 0 | 0 | 0 | 0 | 0 | 0 | 0 | 0 | 0.67225 | 1.8511 | 0 | 1.1788
3585 | 2.1404 | 0 | 71.4453 | 0 | 0 | 0 | 0 | 0 | 0 | 0 | 0 | 0 | 0 | 0.67162 | 2.8121 | 0 | 0
3586 | 0 | 0 | 71.4453 | 0 | 0 | 0 | 0 | 0 | 0 | 0 | 0 | 0 | 0 | 0.66113 | 3.4981 | 0 | 2.8369
3587 | 0 | 0 | 71.4453 | 0 | 0 | 0 | 0 | 0 | 0 | 0 | 0 | 0 | 0 | 0.66177 | 3.9622 | 0 | 3.3004
3588 | 3.5929 | 0 | 73.9859 | 0 | 0 | 0 | 0 | 0 | 0 | 0 | 0 | 0 | 0 | 0.66305 | 4.256 | 0 | 0
3589 | 3.6226 | 0 | 76.5474 | 0 | 0 | 0 | 0 | 0 | 0 | 0 | 0 | 0 | 0 | 0.67638 | 4.299 | 0 | 0
3590 | 3.3592 | 0 | 78.9228 | 0 | 0 | 0 | 0 | 0 | 0 | 0 | 0 | 0 | 0 | 0.68375 | 4.043 | 0 | 0
3591 | 2.7983 | 0 | 80.9014 | 0 | 0 | 0 | 0 | 0 | 0 | 0 | 0 | 0 | 0 | 0.70301 | 3.5013 | 0 | 0
3592 | 2.008 | 0 | 82.3213 | 0 | 0 | 0 | 0 | 0 | 0 | 0 | 0 | 0 | 0 | 0.73006 | 2.7381 | 0 | 0
3593 | 0.98077 | 0 | 83.0148 | 0 | 0 | 0 | 0 | 0 | 0 | 0 | 0 | 0 | 0 | 0.75173 | 1.7325 | 0 | 0
3594 | 0 | 0.11185 | 82.8567 | 0 | 0 | 0 | 0 | 0 | 0 | 0 | 0 | 0 | 0 | 0.7708 | 0.65895 | 0 | 0
3595 | 0 | 0.65834 | 81.9256 | 0 | 0 | 0 | 0 | 0 | 0 | 0 | 0 | 0 | 0 | 0.78152 | 0.12318 | 0 | 0
3596 | 0 | 0.79282 | 80.8044 | 0 | 0 | 0 | 0 | 0 | 0 | 0 | 0 | 0 | 0 | 0.79282 | 0 | 0 | 0
3597 | 0 | 0.76811 | 79.7181 | 0 | 0 | 0 | 0 | 0 | 0 | 0 | 0 | 0 | 0 | 0.76811 | 0 | 0 | 0
3598 | 0 | 0.71393 | 78.7085 | 0 | 0 | 0 | 0 | 0 | 0 | 0 | 0 | 0 | 0 | 0.71393 | 0 | 0 | 0
3599 | 0 | 0.6568 | 77.7796 | 0 | 0 | 0 | 0 | 0 | 0 | 0 | 0 | 0 | 0 | 0.6568 | 0 | 0 | 0
3600 | 0 | 0.62014 | 76.9026 | 0 | 0 | 0 | 0 | 0 | 0 | 0 | 0 | 0 | 0 | 0.62014 | 0 | 0 | 0
3601 | 0 | 0.59231 | 76.065 | 0 | 0 | 0 | 0 | 0 | 0 | 0 | 0 | 0 | 0 | 0.59231 | 0 | 0 | 0
3602 | 0 | 0.57647 | 75.2497 | 0 | 0 | 0 | 0 | 0 | 0 | 0 | 0 | 0 | 0 | 0.57647 | 0 | 0 | 0
3603 | 0 | 0.57187 | 74.441 | 0 | 0 | 0 | 0 | 0 | 0 | 0 | 0 | 0 | 0 | 0.57187 | 0 | 0 | 0
3604 | 0 | 0.58272 | 73.6169 | 0 | 0 | 0 | 0 | 0 | 0 | 0 | 0 | 0 | 0 | 0.58272 | 0 | 0 | 0
3605 | 0 | 0.61437 | 72.748 | 0 | 0 | 0 | 0 | 0 | 0 | 0 | 0 | 0 | 0 | 0.61437 | 0 | 0 | 0
3606 | 0 | 0.51918 | 72.0138 | 0 | 0 | 0 | 0 | 0 | 0 | 0 | 0 | 0 | 0 | 0.65543 | 0.13625 | 0 | 0
3607 | 0 | 0 | 72.0138 | 0 | 0 | 0 | 0 | 0 | 0 | 0 | 0 | 0 | 0 | 0.68409 | 0.74955 | 0 | 0.065459
3608 | 0 | 0 | 72.0138 | 0 | 0 | 0 | 0 | 0 | 0 | 0 | 0 | 0 | 0 | 0.68781 | 1.8808 | 0 | 1.193
3609 | 2.1944 | 0 | 73.5655 | 0 | 0 | 0 | 0 | 0 | 0 | 0 | 0 | 0 | 0 | 0.68887 | 2.8833 | 0 | 0
3610 | 0 | 0 | 73.5655 | 0 | 0 | 0 | 0 | 0 | 0 | 0 | 0 | 0 | 0 | 0.683 | 3.6024 | 0 | 2.9194
3611 | 0 | 0 | 73.5655 | 0 | 0 | 0 | 0 | 0 | 0 | 0 | 0 | 0 | 0 | 0.66875 | 4.0881 | 0 | 3.4194
3612 | 3.6926 | 0 | 76.1766 | 0 | 0 | 0 | 0 | 0 | 0 | 0 | 0 | 0 | 0 | 0.66544 | 4.3581 | 0 | 0
3613 | 3.7044 | 0 | 78.796 | 0 | 0 | 0 | 0 | 0 | 0 | 0 | 0 | 0 | 0 | 0.67636 | 4.3808 | 0 | 0
3614 | 0 | 0 | 78.796 | 0 | 0 | 0 | 0 | 0 | 0 | 0 | 0 | 0 | 0 | 0.69035 | 4.1117 | 0 | 3.4214
3615 | 2.8549 | 0 | 80.8147 | 0 | 0 | 0 | 0 | 0 | 0 | 0 | 0 | 0 | 0 | 0.70614 | 3.561 | 0 | 0
3616 | 2.0412 | 0 | 82.2581 | 0 | 0 | 0 | 0 | 0 | 0 | 0 | 0 | 0 | 0 | 0.72993 | 2.7712 | 0 | 0
3617 | 0.98719 | 0 | 82.9561 | 0 | 0 | 0 | 0 | 0 | 0 | 0 | 0 | 0 | 0 | 0.75356 | 1.7408 | 0 | 0
3618 | 0 | 0.1239 | 82.7809 | 0 | 0 | 0 | 0 | 0 | 0 | 0 | 0 | 0 | 0 | 0.7691 | 0.6452 | 0 | 0
3619 | 0 | 0.66638 | 81.8385 | 0 | 0 | 0 | 0 | 0 | 0 | 0 | 0 | 0 | 0 | 0.77338 | 0.107 | 0 | 0
3620 | 0 | 0.78412 | 80.7296 | 0 | 0 | 0 | 0 | 0 | 0 | 0 | 0 | 0 | 0 | 0.78412 | 0 | 0 | 0
3621 | 0 | 0.76267 | 79.651 | 0 | 0 | 0 | 0 | 0 | 0 | 0 | 0 | 0 | 0 | 0.76267 | 0 | 0 | 0
3622 | 0 | 0.71434 | 78.6408 | 0 | 0 | 0 | 0 | 0 | 0 | 0 | 0 | 0 | 0 | 0.71434 | 0 | 0 | 0
3623 | 0 | 0.66573 | 77.6993 | 0 | 0 | 0 | 0 | 0 | 0 | 0 | 0 | 0 | 0 | 0.66573 | 0 | 0 | 0
3624 | 0 | 0.62705 | 76.8125 | 0 | 0 | 0 | 0 | 0 | 0 | 0 | 0 | 0 | 0 | 0.62705 | 0 | 0 | 0
3625 | 0 | 0.59569 | 75.97 | 0 | 0 | 0 | 0 | 0 | 0 | 0 | 0 | 0 | 0 | 0.59569 | 0 | 0 | 0
3626 | 0 | 0.57489 | 75.157 | 0 | 0 | 0 | 0 | 0 | 0 | 0 | 0 | 0 | 0 | 0.57489 | 0 | 0 | 0
3627 | 0 | 0.56613 | 74.3564 | 0 | 0 | 0 | 0 | 0 | 0 | 0 | 0 | 0 | 0 | 0.56613 | 0 | 0 | 0
3628 | 0 | 0.56775 | 73.5535 | 0 | 0 | 0 | 0 | 0 | 0 | 0 | 0 | 0 | 0 | 0.56775 | 0 | 0 | 0
3629 | 0 | 0.57423 | 72.7414 | 0 | 0 | 0 | 0 | 0 | 0 | 0 | 0 | 0 | 0 | 0.57423 | 0 | 0 | 0
3630 | 0 | 0.4518 | 72.1025 | 0 | 0 | 0 | 0 | 0 | 0 | 0 | 0 | 0 | 0 | 0.58223 | 0.13043 | 0 | 0
3631 | 0 | 0 | 72.1025 | 0 | 0 | 0 | 0 | 0 | 0 | 0 | 0 | 0 | 0 | 0.59268 | 0.74495 | 0 | 0.15227
3632 | 0 | 0 | 72.1025 | 0 | 0 | 0 | 0 | 0 | 0 | 0 | 0 | 0 | 0 | 0.60694 | 1.8821 | 0 | 1.2752
3633 | 0 | 0 | 72.1025 | 0 | 0 | 0 | 0 | 0 | 0 | 0 | 0 | 0 | 0 | 0.62128 | 2.9007 | 0 | 2.2795
3634 | 3.0185 | 0 | 74.2369 | 0 | 0 | 0 | 0 | 0 | 0 | 0 | 0 | 0 | 0 | 0.63023 | 3.6488 | 0 | 0
3635 | 3.5319 | 0 | 76.7343 | 0 | 0 | 0 | 0 | 0 | 0 | 0 | 0 | 0 | 0 | 0.63104 | 4.163 | 0 | 0
3636 | 3.766 | 0 | 79.3973 | 0 | 0 | 0 | 0 | 0 | 0 | 0 | 0 | 0 | 0 | 0.63028 | 4.3963 | 0 | 0
3637 | 3.7467 | 0 | 82.0465 | 0 | 0 | 0 | 0 | 0 | 0 | 0 | 0 | 0 | 0 | 0.63425 | 4.3809 | 0 | 0
3638 | 0 | 0 | 82.0465 | 0 | 0 | 0 | 0 | 0 | 0 | 0 | 0 | 0 | 0 | 0.63427 | 4.0812 | 0 | 3.4469
3639 | 2.8609 | 0 | 84.0695 | 0 | 0 | 0 | 0 | 0 | 0 | 0 | 0 | 0 | 0 | 0.65009 | 3.5109 | 0 | 0
3640 | 0 | 0 | 84.0695 | 0 | 0 | 0 | 0 | 0 | 0 | 0 | 0 | 0 | 0 | 0.67002 | 2.5563 | 0 | 1.8863
3641 | 0.85334 | 0 | 84.6729 | 0 | 0 | 0 | 0 | 0 | 0 | 0 | 0 | 0 | 0 | 0.69256 | 1.5459 | 0 | 0
3642 | 0 | 0.044035 | 84.6106 | 0 | 0 | 0 | 0 | 0 | 0 | 0 | 0 | 0 | 0 | 0.71308 | 0.66905 | 0 | 0
3643 | 0 | 0.57582 | 83.7963 | 0 | 0 | 0 | 0 | 0 | 0 | 0 | 0 | 0 | 0 | 0.72832 | 0.1525 | 0 | 0
3644 | 0 | 0.74414 | 82.7439 | 0 | 0 | 0 | 0 | 0 | 0 | 0 | 0 | 0 | 0 | 0.74414 | 0 | 0 | 0
3645 | 0 | 0.72818 | 81.7141 | 0 | 0 | 0 | 0 | 0 | 0 | 0 | 0 | 0 | 0 | 0.72818 | 0 | 0 | 0
3646 | 0 | 0.68084 | 80.7512 | 0 | 0 | 0 | 0 | 0 | 0 | 0 | 0 | 0 | 0 | 0.68084 | 0 | 0 | 0
3647 | 0 | 0.63831 | 79.8485 | 0 | 0 | 0 | 0 | 0 | 0 | 0 | 0 | 0 | 0 | 0.63831 | 0 | 0 | 0
3648 | 0 | 0.60659 | 78.9907 | 0 | 0 | 0 | 0 | 0 | 0 | 0 | 0 | 0 | 0 | 0.60659 | 0 | 0 | 0
3649 | 0 | 0.58056 | 78.1696 | 0 | 0 | 0 | 0 | 0 | 0 | 0 | 0 | 0 | 0 | 0.58056 | 0 | 0 | 0
3650 | 0 | 0.56238 | 77.3743 | 0 | 0 | 0 | 0 | 0 | 0 | 0 | 0 | 0 | 0 | 0.56238 | 0 | 0 | 0
3651 | 0 | 0.55046 | 76.5959 | 0 | 0 | 0 | 0 | 0 | 0 | 0 | 0 | 0 | 0 | 0.55046 | 0 | 0 | 0
3652 | 0 | 0.54854 | 75.8201 | 0 | 0 | 0 | 0 | 0 | 0 | 0 | 0 | 0 | 0 | 0.54854 | 0 | 0 | 0
3653 | 0 | 0.55059 | 75.0415 | 0 | 0 | 0 | 0 | 0 | 0 | 0 | 0 | 0 | 0 | 0.55059 | 0 | 0 | 0
3654 | 0 | 0.38392 | 74.4985 | 0 | 0 | 0 | 0 | 0 | 0 | 0 | 0 | 0 | 0 | 0.54562 | 0.1617 | 0 | 0
3655 | 0 | 0 | 74.4985 | 0 | 0 | 0 | 0 | 0 | 0 | 0 | 0 | 0 | 0 | 0.55414 | 0.78735 | 0 | 0.2332
3656 | 0 | 0 | 74.4985 | 0 | 0 | 0 | 0 | 0 | 0 | 0 | 0 | 0 | 0 | 0.58108 | 1.9047 | 0 | 1.3237
3657 | 0 | 0 | 74.4985 | 0 | 0 | 0 | 0 | 0 | 0 | 0 | 0 | 0 | 0 | 0.59448 | 2.919 | 0 | 2.3246
3658 | 0 | 0 | 74.4985 | 0 | 0 | 0 | 0 | 0 | 0 | 0 | 0 | 0 | 0 | 0.59833 | 3.6574 | 0 | 3.0591
3659 | 3.5609 | 0 | 77.0164 | 0 | 0 | 0 | 0 | 0 | 0 | 0 | 0 | 0 | 0 | 0.60083 | 4.1617 | 0 | 0
3660 | 0 | 0 | 77.0164 | 0 | 0 | 0 | 0 | 0 | 0 | 0 | 0 | 0 | 0 | 0.59943 | 3.8085 | 0 | 3.209
3661 | 0 | 0 | 77.0164 | 0 | 0 | 0 | 0 | 0 | 0 | 0 | 0 | 0 | 0 | 0.60178 | 3.4015 | 0 | 2.7998
3662 | 0 | 0 | 77.0164 | 0 | 0 | 0 | 0 | 0 | 0 | 0 | 0 | 0 | 0 | 0.61171 | 3.5116 | 0 | 2.8999
3663 | 2.972 | 0 | 79.118 | 0 | 0 | 0 | 0 | 0 | 0 | 0 | 0 | 0 | 0 | 0.6268 | 3.5988 | 0 | 0
3664 | 0 | 0 | 79.118 | 0 | 0 | 0 | 0 | 0 | 0 | 0 | 0 | 0 | 0 | 0.64888 | 2.3169 | 0 | 1.668
3665 | 0 | 0 | 79.118 | 0 | 0 | 0 | 0 | 0 | 0 | 0 | 0 | 0 | 0 | 0.68011 | 1.5763 | 0 | 0.89619
3666 | 0 | 0.039345 | 79.0623 | 0 | 0 | 0 | 0 | 0 | 0 | 0 | 0 | 0 | 0 | 0.7109 | 0.67155 | 0 | 0
3667 | 0 | 0.59984 | 78.214 | 0 | 0 | 0 | 0 | 0 | 0 | 0 | 0 | 0 | 0 | 0.72924 | 0.1294 | 0 | 0
3668 | 0 | 0.74847 | 77.1555 | 0 | 0 | 0 | 0 | 0 | 0 | 0 | 0 | 0 | 0 | 0.74847 | 0 | 0 | 0
3669 | 0 | 0.72929 | 76.1241 | 0 | 0 | 0 | 0 | 0 | 0 | 0 | 0 | 0 | 0 | 0.72929 | 0 | 0 | 0
3670 | 0 | 0.67866 | 75.1644 | 0 | 0 | 0 | 0 | 0 | 0 | 0 | 0 | 0 | 0 | 0.67866 | 0 | 0 | 0
3671 | 0 | 0.62797 | 74.2763 | 0 | 0 | 0 | 0 | 0 | 0 | 0 | 0 | 0 | 0 | 0.62797 | 0 | 0 | 0
3672 | 0 | 0.59479 | 73.4351 | 0 | 0 | 0 | 0 | 0 | 0 | 0 | 0 | 0 | 0 | 0.59479 | 0 | 0 | 0
3673 | 0 | 0.56967 | 72.6295 | 0 | 0 | 0 | 0 | 0 | 0 | 0 | 0 | 0 | 0 | 0.56967 | 0 | 0 | 0
3674 | 0 | 0.55736 | 71.8412 | 0 | 0 | 0 | 0 | 0 | 0 | 0 | 0 | 0 | 0 | 0.55736 | 0 | 0 | 0
3675 | 0 | 0.55546 | 71.0557 | 0 | 0 | 0 | 0 | 0 | 0 | 0 | 0 | 0 | 0 | 0.55546 | 0 | 0 | 0
3676 | 0 | 0.57042 | 70.249 | 0 | 0 | 0 | 0 | 0 | 0 | 0 | 0 | 0 | 0 | 0.57042 | 0 | 0 | 0
3677 | 0 | 0.60059 | 69.3997 | 0 | 0 | 0 | 0 | 0 | 0 | 0 | 0 | 0 | 0 | 0.60059 | 0 | 0 | 0
3678 | 0 | 0.51995 | 68.6643 | 0 | 0 | 0 | 0 | 0 | 0 | 0 | 0 | 0 | 0 | 0.6495 | 0.12955 | 0 | 0
3679 | 0 | 0 | 68.6643 | 0 | 0 | 0 | 0 | 0 | 0 | 0 | 0 | 0 | 0 | 0.68475 | 0.74505 | 0 | 0.060298
3680 | 0 | 0 | 68.6643 | 0 | 0 | 0 | 0 | 0 | 0 | 0 | 0 | 0 | 0 | 0.7001 | 1.864 | 0 | 1.1639
3681 | 0 | 0 | 68.6643 | 0 | 0 | 0 | 0 | 0 | 0 | 0 | 0 | 0 | 0 | 0.71323 | 2.8238 | 0 | 2.1106
3682 | 0 | 0 | 68.6643 | 0 | 0 | 0 | 0 | 0 | 0 | 0 | 0 | 0 | 0 | 0.71266 | 3.4898 | 0 | 2.7771
3683 | 3.2557 | 0 | 70.9665 | 0 | 0 | 0 | 0 | 0 | 0 | 0 | 0 | 0 | 0 | 0.70825 | 3.964 | 0 | 0
3684 | 3.5048 | 0 | 73.4447 | 0 | 0 | 0 | 0 | 0 | 0 | 0 | 0 | 0 | 0 | 0.70737 | 4.2122 | 0 | 0
3685 | 3.5138 | 0 | 75.9294 | 0 | 0 | 0 | 0 | 0 | 0 | 0 | 0 | 0 | 0 | 0.71388 | 4.2277 | 0 | 0
3686 | 3.2098 | 0 | 78.199 | 0 | 0 | 0 | 0 | 0 | 0 | 0 | 0 | 0 | 0 | 0.72526 | 3.935 | 0 | 0
3687 | 2.6916 | 0 | 80.1023 | 0 | 0 | 0 | 0 | 0 | 0 | 0 | 0 | 0 | 0 | 0.75144 | 3.443 | 0 | 0
3688 | 1.9297 | 0 | 81.4668 | 0 | 0 | 0 | 0 | 0 | 0 | 0 | 0 | 0 | 0 | 0.77987 | 2.7096 | 0 | 0
3689 | 0.90808 | 0 | 82.1089 | 0 | 0 | 0 | 0 | 0 | 0 | 0 | 0 | 0 | 0 | 0.81012 | 1.7182 | 0 | 0
3690 | 0 | 0.16275 | 81.8787 | 0 | 0 | 0 | 0 | 0 | 0 | 0 | 0 | 0 | 0 | 0.8299 | 0.66715 | 0 | 0
3691 | 0 | 0.69605 | 80.8943 | 0 | 0 | 0 | 0 | 0 | 0 | 0 | 0 | 0 | 0 | 0.83533 | 0.13928 | 0 | 0
3692 | 0 | 0.84222 | 79.7033 | 0 | 0 | 0 | 0 | 0 | 0 | 0 | 0 | 0 | 0 | 0.84222 | 0 | 0 | 0
3693 | 0 | 0.81498 | 78.5507 | 0 | 0 | 0 | 0 | 0 | 0 | 0 | 0 | 0 | 0 | 0.81498 | 0 | 0 | 0
3694 | 0 | 0.74727 | 77.4939 | 0 | 0 | 0 | 0 | 0 | 0 | 0 | 0 | 0 | 0 | 0.74727 | 0 | 0 | 0
3695 | 0 | 0.6893 | 76.5191 | 0 | 0 | 0 | 0 | 0 | 0 | 0 | 0 | 0 | 0 | 0.6893 | 0 | 0 | 0
3696 | 0 | 0.64351 | 75.609 | 0 | 0 | 0 | 0 | 0 | 0 | 0 | 0 | 0 | 0 | 0.64351 | 0 | 0 | 0
3697 | 0 | 0.61411 | 74.7406 | 0 | 0 | 0 | 0 | 0 | 0 | 0 | 0 | 0 | 0 | 0.61411 | 0 | 0 | 0
3698 | 0 | 0.59724 | 73.8959 | 0 | 0 | 0 | 0 | 0 | 0 | 0 | 0 | 0 | 0 | 0.59724 | 0 | 0 | 0
3699 | 0 | 0.59012 | 73.0614 | 0 | 0 | 0 | 0 | 0 | 0 | 0 | 0 | 0 | 0 | 0.59012 | 0 | 0 | 0
3700 | 0 | 0.59766 | 72.2162 | 0 | 0 | 0 | 0 | 0 | 0 | 0 | 0 | 0 | 0 | 0.59766 | 0 | 0 | 0
3701 | 0 | 0.6296 | 71.3258 | 0 | 0 | 0 | 0 | 0 | 0 | 0 | 0 | 0 | 0 | 0.6296 | 0 | 0 | 0
3702 | 0 | 0.53204 | 70.5734 | 0 | 0 | 0 | 0 | 0 | 0 | 0 | 0 | 0 | 0 | 0.67436 | 0.14233 | 0 | 0
3703 | 0 | 0.007702 | 70.5625 | 0 | 0 | 0 | 0 | 0 | 0 | 0 | 0 | 0 | 0 | 0.7101 | 0.7024 | 0 | 0
3704 | 0 | 0 | 70.5625 | 0 | 0 | 0 | 0 | 0 | 0 | 0 | 0 | 0 | 0 | 0.72419 | 1.6309 | 0 | 0.90676
3705 | 0 | 0 | 70.5625 | 0 | 0 | 0 | 0 | 0 | 0 | 0 | 0 | 0 | 0 | 0.73497 | 1.9342 | 0 | 1.1992
3706 | 0 | 0 | 70.5625 | 0 | 0 | 0 | 0 | 0 | 0 | 0 | 0 | 0 | 0 | 0.7476 | 3.1837 | 0 | 2.4361
3707 | 2.8188 | 0 | 72.5557 | 0 | 0 | 0 | 0 | 0 | 0 | 0 | 0 | 0 | 0 | 0.7616 | 3.5804 | 0 | 0
3708 | 2.9611 | 0 | 74.6494 | 0 | 0 | 0 | 0 | 0 | 0 | 0 | 0 | 0 | 0 | 0.75445 | 3.7155 | 0 | 0
3709 | 3.4385 | 0 | 77.0808 | 0 | 0 | 0 | 0 | 0 | 0 | 0 | 0 | 0 | 0 | 0.77832 | 4.2168 | 0 | 0
3710 | 3.2029 | 0 | 79.3456 | 0 | 0 | 0 | 0 | 0 | 0 | 0 | 0 | 0 | 0 | 0.80815 | 4.0111 | 0 | 0
3711 | 2.6628 | 0 | 81.2285 | 0 | 0 | 0 | 0 | 0 | 0 | 0 | 0 | 0 | 0 | 0.84491 | 3.5077 | 0 | 0
3712 | 1.8692 | 0 | 82.5503 | 0 | 0 | 0 | 0 | 0 | 0 | 0 | 0 | 0 | 0 | 0.8743 | 2.7435 | 0 | 0
3713 | 0.84934 | 0 | 83.1508 | 0 | 0 | 0 | 0 | 0 | 0 | 0 | 0 | 0 | 0 | 0.89646 | 1.7458 | 0 | 0
3714 | 0 | 0.24794 | 82.8002 | 0 | 0 | 0 | 0 | 0 | 0 | 0 | 0 | 0 | 0 | 0.91724 | 0.6693 | 0 | 0
3715 | 0 | 0.80753 | 81.6582 | 0 | 0 | 0 | 0 | 0 | 0 | 0 | 0 | 0 | 0 | 0.92148 | 0.11395 | 0 | 0
3716 | 0 | 0.91994 | 80.3572 | 0 | 0 | 0 | 0 | 0 | 0 | 0 | 0 | 0 | 0 | 0.91994 | 0 | 0 | 0
3717 | 0 | 0.88613 | 79.104 | 0 | 0 | 0 | 0 | 0 | 0 | 0 | 0 | 0 | 0 | 0.88613 | 0 | 0 | 0
3718 | 0 | 0.80989 | 77.9587 | 0 | 0 | 0 | 0 | 0 | 0 | 0 | 0 | 0 | 0 | 0.80989 | 0 | 0 | 0
3719 | 0 | 0.74117 | 76.9105 | 0 | 0 | 0 | 0 | 0 | 0 | 0 | 0 | 0 | 0 | 0.74117 | 0 | 0 | 0
3720 | 0 | 0.68904 | 75.936 | 0 | 0 | 0 | 0 | 0 | 0 | 0 | 0 | 0 | 0 | 0.68904 | 0 | 0 | 0
3721 | 0 | 0.65223 | 75.0136 | 0 | 0 | 0 | 0 | 0 | 0 | 0 | 0 | 0 | 0 | 0.65223 | 0 | 0 | 0
3722 | 0 | 0.63066 | 74.1218 | 0 | 0 | 0 | 0 | 0 | 0 | 0 | 0 | 0 | 0 | 0.63066 | 0 | 0 | 0
3723 | 0 | 0.61695 | 73.2492 | 0 | 0 | 0 | 0 | 0 | 0 | 0 | 0 | 0 | 0 | 0.61695 | 0 | 0 | 0
3724 | 0 | 0.62216 | 72.3694 | 0 | 0 | 0 | 0 | 0 | 0 | 0 | 0 | 0 | 0 | 0.62216 | 0 | 0 | 0
3725 | 0 | 0.6538 | 71.4448 | 0 | 0 | 0 | 0 | 0 | 0 | 0 | 0 | 0 | 0 | 0.6538 | 0 | 0 | 0
3726 | 0 | 0.55617 | 70.6582 | 0 | 0 | 0 | 0 | 0 | 0 | 0 | 0 | 0 | 0 | 0.69674 | 0.14058 | 0 | 0
3727 | 0 | 0 | 70.6582 | 0 | 0 | 0 | 0 | 0 | 0 | 0 | 0 | 0 | 0 | 0.73682 | 0.75365 | 0 | 0.016833
3728 | 1.1035 | 0 | 71.4385 | 0 | 0 | 0 | 0 | 0 | 0 | 0 | 0 | 0 | 0 | 0.75261 | 1.8561 | 0 | 0
3729 | 2.1268 | 0 | 72.9424 | 0 | 0 | 0 | 0 | 0 | 0 | 0 | 0 | 0 | 0 | 0.76215 | 2.8889 | 0 | 0
3730 | 0 | 0 | 72.9424 | 0 | 0 | 0 | 0 | 0 | 0 | 0 | 0 | 0 | 0 | 0.7736 | 3.661 | 0 | 2.8873
3731 | 3.4289 | 0 | 75.367 | 0 | 0 | 0 | 0 | 0 | 0 | 0 | 0 | 0 | 0 | 0.78707 | 4.216 | 0 | 0
3732 | 3.6562 | 0 | 77.9524 | 0 | 0 | 0 | 0 | 0 | 0 | 0 | 0 | 0 | 0 | 0.81156 | 4.4677 | 0 | 0
3733 | 3.6081 | 0 | 80.5037 | 0 | 0 | 0 | 0 | 0 | 0 | 0 | 0 | 0 | 0 | 0.84708 | 4.4552 | 0 | 0
3734 | 3.2482 | 0 | 82.8005 | 0 | 0 | 0 | 0 | 0 | 0 | 0 | 0 | 0 | 0 | 0.87434 | 4.1226 | 0 | 0
3735 | 2.6695 | 0 | 84.6881 | 0 | 0 | 0 | 0 | 0 | 0 | 0 | 0 | 0 | 0 | 0.90432 | 3.5738 | 0 | 0
3736 | 1.8481 | 0 | 85.9949 | 0 | 0 | 0 | 0 | 0 | 0 | 0 | 0 | 0 | 0 | 0.93314 | 2.7812 | 0 | 0
3737 | 0.62186 | 0 | 86.4346 | 0 | 0 | 0 | 0 | 0 | 0 | 0 | 0 | 0 | 0 | 0.95284 | 1.5747 | 0 | 0
3738 | 0 | 0.27807 | 86.0414 | 0 | 0 | 0 | 0 | 0 | 0 | 0 | 0 | 0 | 0 | 0.95577 | 0.6777 | 0 | 0
3739 | 0 | 0.81495 | 84.8889 | 0 | 0 | 0 | 0 | 0 | 0 | 0 | 0 | 0 | 0 | 0.94155 | 0.1266 | 0 | 0
3740 | 0 | 0.93131 | 83.5718 | 0 | 0 | 0 | 0 | 0 | 0 | 0 | 0 | 0 | 0 | 0.93131 | 0 | 0 | 0
3741 | 0 | 0.89465 | 82.3066 | 0 | 0 | 0 | 0 | 0 | 0 | 0 | 0 | 0 | 0 | 0.89465 | 0 | 0 | 0
3742 | 0 | 0.81864 | 81.1488 | 0 | 0 | 0 | 0 | 0 | 0 | 0 | 0 | 0 | 0 | 0.81864 | 0 | 0 | 0
3743 | 0 | 0.75301 | 80.0839 | 0 | 0 | 0 | 0 | 0 | 0 | 0 | 0 | 0 | 0 | 0.75301 | 0 | 0 | 0
3744 | 0 | 0.69917 | 79.0951 | 0 | 0 | 0 | 0 | 0 | 0 | 0 | 0 | 0 | 0 | 0.69917 | 0 | 0 | 0
3745 | 0 | 0.66098 | 78.1604 | 0 | 0 | 0 | 0 | 0 | 0 | 0 | 0 | 0 | 0 | 0.66098 | 0 | 0 | 0
3746 | 0 | 0.63486 | 77.2625 | 0 | 0 | 0 | 0 | 0 | 0 | 0 | 0 | 0 | 0 | 0.63486 | 0 | 0 | 0
3747 | 0 | 0.62064 | 76.3848 | 0 | 0 | 0 | 0 | 0 | 0 | 0 | 0 | 0 | 0 | 0.62064 | 0 | 0 | 0
3748 | 0 | 0.6246 | 75.5015 | 0 | 0 | 0 | 0 | 0 | 0 | 0 | 0 | 0 | 0 | 0.6246 | 0 | 0 | 0
3749 | 0 | 0.65144 | 74.5802 | 0 | 0 | 0 | 0 | 0 | 0 | 0 | 0 | 0 | 0 | 0.65144 | 0 | 0 | 0
3750 | 0 | 0.55343 | 73.7976 | 0 | 0 | 0 | 0 | 0 | 0 | 0 | 0 | 0 | 0 | 0.68873 | 0.1353 | 0 | 0
3751 | 0.026823 | 0 | 73.8165 | 0 | 0 | 0 | 0 | 0 | 0 | 0 | 0 | 0 | 0 | 0.72108 | 0.7479 | 0 | 0
3752 | 1.1805 | 0 | 74.6513 | 0 | 0 | 0 | 0 | 0 | 0 | 0 | 0 | 0 | 0 | 0.72639 | 1.9069 | 0 | 0
3753 | 2.2382 | 0 | 76.2339 | 0 | 0 | 0 | 0 | 0 | 0 | 0 | 0 | 0 | 0 | 0.72088 | 2.9591 | 0 | 0
3754 | 3.0376 | 0 | 78.3818 | 0 | 0 | 0 | 0 | 0 | 0 | 0 | 0 | 0 | 0 | 0.72113 | 3.7587 | 0 | 0
3755 | 3.5172 | 0 | 80.8689 | 0 | 0 | 0 | 0 | 0 | 0 | 0 | 0 | 0 | 0 | 0.73321 | 4.2504 | 0 | 0
3756 | 3.7089 | 0 | 83.4915 | 0 | 0 | 0 | 0 | 0 | 0 | 0 | 0 | 0 | 0 | 0.74208 | 4.451 | 0 | 0
3757 | 3.6497 | 0 | 86.0722 | 0 | 0 | 0 | 0 | 0 | 0 | 0 | 0 | 0 | 0 | 0.7609 | 4.4106 | 0 | 0
3758 | 3.3158 | 0 | 88.4168 | 0 | 0 | 0 | 0 | 0 | 0 | 0 | 0 | 0 | 0 | 0.78017 | 4.096 | 0 | 0
3759 | 2.4447 | 0 | 90.1455 | 0 | 0 | 0 | 0 | 0 | 0 | 0 | 0 | 0 | 0 | 0.80009 | 3.2448 | 0 | 0
3760 | 1.9293 | 0 | 91.5097 | 0 | 0 | 0 | 0 | 0 | 0 | 0 | 0 | 0 | 0 | 0.82189 | 2.7512 | 0 | 0
3761 | 0.90185 | 0 | 92.1474 | 0 | 0 | 0 | 0 | 0 | 0 | 0 | 0 | 0 | 0 | 0.83285 | 1.7347 | 0 | 0
3762 | 0 | 0.17927 | 91.8939 | 0 | 0 | 0 | 0 | 0 | 0 | 0 | 0 | 0 | 0 | 0.84722 | 0.66795 | 0 | 0
3763 | 0 | 0.71875 | 90.8774 | 0 | 0 | 0 | 0 | 0 | 0 | 0 | 0 | 0 | 0 | 0.84025 | 0.1215 | 0 | 0
3764 | 0 | 0.84147 | 89.6874 | 0 | 0 | 0 | 0 | 0 | 0 | 0 | 0 | 0 | 0 | 0.84147 | 0 | 0 | 0
3765 | 0 | 0.8151 | 88.5347 | 0 | 0 | 0 | 0 | 0 | 0 | 0 | 0 | 0 | 0 | 0.8151 | 0 | 0 | 0
3766 | 0 | 0.75417 | 87.4681 | 0 | 0 | 0 | 0 | 0 | 0 | 0 | 0 | 0 | 0 | 0.75417 | 0 | 0 | 0
3767 | 0 | 0.6959 | 86.484 | 0 | 0 | 0 | 0 | 0 | 0 | 0 | 0 | 0 | 0 | 0.6959 | 0 | 0 | 0
3768 | 0 | 0.64896 | 85.5662 | 0 | 0 | 0 | 0 | 0 | 0 | 0 | 0 | 0 | 0 | 0.64896 | 0 | 0 | 0
3769 | 0 | 0.61776 | 84.6926 | 0 | 0 | 0 | 0 | 0 | 0 | 0 | 0 | 0 | 0 | 0.61776 | 0 | 0 | 0
3770 | 0 | 0.59925 | 83.8451 | 0 | 0 | 0 | 0 | 0 | 0 | 0 | 0 | 0 | 0 | 0.59925 | 0 | 0 | 0
3771 | 0 | 0.58858 | 83.0127 | 0 | 0 | 0 | 0 | 0 | 0 | 0 | 0 | 0 | 0 | 0.58858 | 0 | 0 | 0
3772 | 0 | 0.59949 | 82.1649 | 0 | 0 | 0 | 0 | 0 | 0 | 0 | 0 | 0 | 0 | 0.59949 | 0 | 0 | 0
3773 | 0 | 0.62803 | 81.2768 | 0 | 0 | 0 | 0 | 0 | 0 | 0 | 0 | 0 | 0 | 0.62803 | 0 | 0 | 0
3774 | 0 | 0.5276 | 80.5306 | 0 | 0 | 0 | 0 | 0 | 0 | 0 | 0 | 0 | 0 | 0.66245 | 0.13485 | 0 | 0
3775 | 0 | 0 | 80.5306 | 0 | 0 | 0 | 0 | 0 | 0 | 0 | 0 | 0 | 0 | 0.68883 | 0.7428 | 0 | 0.05397
3776 | 1.1793 | 0 | 81.3645 | 0 | 0 | 0 | 0 | 0 | 0 | 0 | 0 | 0 | 0 | 0.7047 | 1.884 | 0 | 0
3777 | 2.2197 | 0 | 82.934 | 0 | 0 | 0 | 0 | 0 | 0 | 0 | 0 | 0 | 0 | 0.70969 | 2.9293 | 0 | 0
3778 | 3.0169 | 0 | 85.0673 | 0 | 0 | 0 | 0 | 0 | 0 | 0 | 0 | 0 | 0 | 0.70619 | 3.7231 | 0 | 0
3779 | 3.5361 | 0 | 87.5677 | 0 | 0 | 0 | 0 | 0 | 0 | 0 | 0 | 0 | 0 | 0.7053 | 4.2414 | 0 | 0
3780 | 3.738 | 0 | 90.2109 | 0 | 0 | 0 | 0 | 0 | 0 | 0 | 0 | 0 | 0 | 0.69846 | 4.4365 | 0 | 0
3781 | 3.6745 | 0 | 92.8091 | 0 | 0 | 0 | 0 | 0 | 0 | 0 | 0 | 0 | 0 | 0.70595 | 4.3804 | 0 | 0
3782 | 3.3692 | 0 | 95.1915 | 0 | 0 | 0 | 0 | 0 | 0 | 0 | 0 | 0 | 0 | 0.71623 | 4.0854 | 0 | 0
3783 | 2.8216 | 0 | 97.1867 | 0 | 0 | 0 | 0 | 0 | 0 | 0 | 0 | 0 | 0 | 0.73322 | 3.5548 | 0 | 0
3784 | 2.0328 | 0 | 98.6241 | 0 | 0 | 0 | 0 | 0 | 0 | 0 | 0 | 0 | 0 | 0.75182 | 2.7846 | 0 | 0
3785 | 0.78138 | 0 | 99.1766 | 0 | 0 | 0 | 0 | 0 | 0 | 0 | 0 | 0 | 0 | 0.76352 | 1.5449 | 0 | 0
3786 | 0 | 0.10065 | 99.0343 | 0 | 0 | 0 | 0 | 0 | 0 | 0 | 0 | 0 | 0 | 0.77665 | 0.676 | 0 | 0
3787 | 0 | 0.67465 | 98.0801 | 0 | 0 | 0 | 0 | 0 | 0 | 0 | 0 | 0 | 0 | 0.78758 | 0.11292 | 0 | 0
3788 | 0 | 0.79478 | 96.9562 | 0 | 0 | 0 | 0 | 0 | 0 | 0 | 0 | 0 | 0 | 0.79478 | 0 | 0 | 0
3789 | 0 | 0.78234 | 95.8498 | 0 | 0 | 0 | 0 | 0 | 0 | 0 | 0 | 0 | 0 | 0.78234 | 0 | 0 | 0
3790 | 0 | 0.73286 | 94.8133 | 0 | 0 | 0 | 0 | 0 | 0 | 0 | 0 | 0 | 0 | 0.73286 | 0 | 0 | 0
3791 | 0 | 0.68069 | 93.8507 | 0 | 0 | 0 | 0 | 0 | 0 | 0 | 0 | 0 | 0 | 0.68069 | 0 | 0 | 0
3792 | 0 | 0.64143 | 92.9436 | 0 | 0 | 0 | 0 | 0 | 0 | 0 | 0 | 0 | 0 | 0.64143 | 0 | 0 | 0
3793 | 0 | 0.61227 | 92.0777 | 0 | 0 | 0 | 0 | 0 | 0 | 0 | 0 | 0 | 0 | 0.61227 | 0 | 0 | 0
3794 | 0 | 0.59144 | 91.2413 | 0 | 0 | 0 | 0 | 0 | 0 | 0 | 0 | 0 | 0 | 0.59144 | 0 | 0 | 0
3795 | 0 | 0.58718 | 90.4109 | 0 | 0 | 0 | 0 | 0 | 0 | 0 | 0 | 0 | 0 | 0.58718 | 0 | 0 | 0
3796 | 0 | 0.58842 | 89.5787 | 0 | 0 | 0 | 0 | 0 | 0 | 0 | 0 | 0 | 0 | 0.58842 | 0 | 0 | 0
3797 | 0 | 0.59639 | 88.7353 | 0 | 0 | 0 | 0 | 0 | 0 | 0 | 0 | 0 | 0 | 0.59639 | 0 | 0 | 0
3798 | 0 | 0.43644 | 88.1181 | 0 | 0 | 0 | 0 | 0 | 0 | 0 | 0 | 0 | 0 | 0.60989 | 0.17345 | 0 | 0
3799 | 0.097122 | 0 | 88.1868 | 0 | 0 | 0 | 0 | 0 | 0 | 0 | 0 | 0 | 0 | 0.62383 | 0.72095 | 0 | 0
3800 | 1.0501 | 0 | 88.9293 | 0 | 0 | 0 | 0 | 0 | 0 | 0 | 0 | 0 | 0 | 0.63625 | 1.6864 | 0 | 0
3801 | 2.2639 | 0 | 90.5301 | 0 | 0 | 0 | 0 | 0 | 0 | 0 | 0 | 0 | 0 | 0.63426 | 2.8982 | 0 | 0
3802 | 2.9072 | 0 | 92.5859 | 0 | 0 | 0 | 0 | 0 | 0 | 0 | 0 | 0 | 0 | 0.62771 | 3.5349 | 0 | 0
3803 | 3.7249 | 0 | 95.2198 | 0 | 0 | 0 | 0 | 0 | 0 | 0 | 0 | 0 | 0 | 0.62833 | 4.3533 | 0 | 0
3804 | 3.3327 | 0 | 97.5764 | 0 | 0 | 0 | 0 | 0 | 0 | 0 | 0 | 0 | 0 | 0.6357 | 3.9684 | 0 | 0
3805 | 3.8989 | 0 | 100.3333 | 0 | 0 | 0 | 0 | 0 | 0 | 0 | 0 | 0 | 0 | 0.65154 | 4.5504 | 0 | 0
3806 | 3.5519 | 0 | 102.8448 | 0 | 0 | 0 | 0 | 0 | 0 | 0 | 0 | 0 | 0 | 0.66795 | 4.2198 | 0 | 0
3807 | 2.9722 | 0 | 104.9465 | 0 | 0 | 0 | 0 | 0 | 0 | 0 | 0 | 0 | 0 | 0.70266 | 3.6749 | 0 | 0
3808 | 2.1427 | 0 | 106.4616 | 0 | 0 | 0 | 0 | 0 | 0 | 0 | 0 | 0 | 0 | 0.73233 | 2.875 | 0 | 0
3809 | 0.84562 | 0 | 107.0595 | 0 | 0 | 0 | 0 | 0 | 0 | 0 | 0 | 0 | 0 | 0.76328 | 1.6089 | 0 | 0
3810 | 0 | 0.087118 | 106.9363 | 0 | 0 | 0 | 0 | 0 | 0 | 0 | 0 | 0 | 0 | 0.79657 | 0.70945 | 0 | 0
3811 | 0 | 0.65163 | 106.0148 | 0 | 0 | 0 | 0 | 0 | 0 | 0 | 0 | 0 | 0 | 0.80481 | 0.15318 | 0 | 0
3812 | 0 | 0.80809 | 104.872 | 0 | 0 | 0 | 0 | 0 | 0 | 0 | 0 | 0 | 0 | 0.80809 | 0 | 0 | 0
3813 | 0 | 0.79193 | 103.752 | 0 | 0 | 0 | 0 | 0 | 0 | 0 | 0 | 0 | 0 | 0.79193 | 0 | 0 | 0
3814 | 0 | 0.742 | 102.7027 | 0 | 0 | 0 | 0 | 0 | 0 | 0 | 0 | 0 | 0 | 0.742 | 0 | 0 | 0
3815 | 0 | 0.6889 | 101.7284 | 0 | 0 | 0 | 0 | 0 | 0 | 0 | 0 | 0 | 0 | 0.6889 | 0 | 0 | 0
3816 | 0 | 0.64479 | 100.8165 | 0 | 0 | 0 | 0 | 0 | 0 | 0 | 0 | 0 | 0 | 0.64479 | 0 | 0 | 0
3817 | 0 | 0.61162 | 99.9516 | 0 | 0 | 0 | 0 | 0 | 0 | 0 | 0 | 0 | 0 | 0.61162 | 0 | 0 | 0
3818 | 0 | 0.58889 | 99.1188 | 0 | 0 | 0 | 0 | 0 | 0 | 0 | 0 | 0 | 0 | 0.58889 | 0 | 0 | 0
3819 | 0 | 0.57365 | 98.3075 | 0 | 0 | 0 | 0 | 0 | 0 | 0 | 0 | 0 | 0 | 0.57365 | 0 | 0 | 0
3820 | 0 | 0.56798 | 97.5043 | 0 | 0 | 0 | 0 | 0 | 0 | 0 | 0 | 0 | 0 | 0.56798 | 0 | 0 | 0
3821 | 0 | 0.56871 | 96.7 | 0 | 0 | 0 | 0 | 0 | 0 | 0 | 0 | 0 | 0 | 0.56871 | 0 | 0 | 0
3822 | 0 | 0.42052 | 96.1053 | 0 | 0 | 0 | 0 | 0 | 0 | 0 | 0 | 0 | 0 | 0.57342 | 0.1529 | 0 | 0
3823 | 0.1894 | 0 | 96.2392 | 0 | 0 | 0 | 0 | 0 | 0 | 0 | 0 | 0 | 0 | 0.584 | 0.7734 | 0 | 0
3824 | 1.1702 | 0 | 97.0667 | 0 | 0 | 0 | 0 | 0 | 0 | 0 | 0 | 0 | 0 | 0.59103 | 1.7612 | 0 | 0
3825 | 2.327 | 0 | 98.7121 | 0 | 0 | 0 | 0 | 0 | 0 | 0 | 0 | 0 | 0 | 0.59948 | 2.9265 | 0 | 0
3826 | 3.2775 | 0 | 101.0297 | 0 | 0 | 0 | 0 | 0 | 0 | 0 | 0 | 0 | 0 | 0.6154 | 3.8929 | 0 | 0
3827 | 3.7963 | 0 | 103.7141 | 0 | 0 | 0 | 0 | 0 | 0 | 0 | 0 | 0 | 0 | 0.64116 | 4.4375 | 0 | 0
3828 | 4.0076 | 0 | 106.5479 | 0 | 0 | 0 | 0 | 0 | 0 | 0 | 0 | 0 | 0 | 0.67645 | 4.6841 | 0 | 0
3829 | 3.9573 | 0 | 109.3461 | 0 | 0 | 0 | 0 | 0 | 0 | 0 | 0 | 0 | 0 | 0.71068 | 4.668 | 0 | 0
3830 | 2.8383 | 0 | 111.3531 | 0 | 0 | 0 | 0 | 0 | 0 | 0 | 0 | 0 | 0 | 0.74333 | 3.5816 | 0 | 0
3831 | 0 | 0 | 111.3531 | 0 | 0 | 0 | 0 | 0 | 0 | 0 | 0 | 0 | 0 | 0.79559 | 2.528 | 0 | 1.7324
3832 | 1.8833 | 0 | 112.6848 | 0 | 0 | 0 | 0 | 0 | 0 | 0 | 0 | 0 | 0 | 0.85637 | 2.7397 | 0 | 0
3833 | 0.89481 | 0 | 113.3175 | 0 | 0 | 0 | 0 | 0 | 0 | 0 | 0 | 0 | 0 | 0.90834 | 1.8032 | 0 | 0
3834 | 0 | 0.22407 | 113.0006 | 0 | 0 | 0 | 0 | 0 | 0 | 0 | 0 | 0 | 0 | 0.94247 | 0.7184 | 0 | 0
3835 | 0 | 0.8181 | 111.8437 | 0 | 0 | 0 | 0 | 0 | 0 | 0 | 0 | 0 | 0 | 0.9341 | 0.116 | 0 | 0
3836 | 0 | 0.92292 | 110.5385 | 0 | 0 | 0 | 0 | 0 | 0 | 0 | 0 | 0 | 0 | 0.92292 | 0 | 0 | 0
3837 | 0 | 0.88871 | 109.2816 | 0 | 0 | 0 | 0 | 0 | 0 | 0 | 0 | 0 | 0 | 0.88871 | 0 | 0 | 0
3838 | 0 | 0.8144 | 108.1299 | 0 | 0 | 0 | 0 | 0 | 0 | 0 | 0 | 0 | 0 | 0.8144 | 0 | 0 | 0
3839 | 0 | 0.74115 | 107.0817 | 0 | 0 | 0 | 0 | 0 | 0 | 0 | 0 | 0 | 0 | 0.74115 | 0 | 0 | 0
3840 | 0 | 0.68786 | 106.109 | 0 | 0 | 0 | 0 | 0 | 0 | 0 | 0 | 0 | 0 | 0.68786 | 0 | 0 | 0
3841 | 0 | 0.64954 | 105.1904 | 0 | 0 | 0 | 0 | 0 | 0 | 0 | 0 | 0 | 0 | 0.64954 | 0 | 0 | 0
3842 | 0 | 0.62688 | 104.3038 | 0 | 0 | 0 | 0 | 0 | 0 | 0 | 0 | 0 | 0 | 0.62688 | 0 | 0 | 0
3843 | 0 | 0.61603 | 103.4326 | 0 | 0 | 0 | 0 | 0 | 0 | 0 | 0 | 0 | 0 | 0.61603 | 0 | 0 | 0
3844 | 0 | 0.62652 | 102.5466 | 0 | 0 | 0 | 0 | 0 | 0 | 0 | 0 | 0 | 0 | 0.62652 | 0 | 0 | 0
3845 | 0 | 0.65361 | 101.6222 | 0 | 0 | 0 | 0 | 0 | 0 | 0 | 0 | 0 | 0 | 0.65361 | 0 | 0 | 0
3846 | 0 | 0.54167 | 100.8562 | 0 | 0 | 0 | 0 | 0 | 0 | 0 | 0 | 0 | 0 | 0.69334 | 0.15168 | 0 | 0
3847 | 0 | 0.001677 | 100.8538 | 0 | 0 | 0 | 0 | 0 | 0 | 0 | 0 | 0 | 0 | 0.73753 | 0.73585 | 0 | 0
3848 | 0 | 0 | 100.8538 | 0 | 0 | 0 | 0 | 0 | 0 | 0 | 0 | 0 | 0 | 0.77054 | 1.3769 | 0 | 0.60641
3849 | 1.9042 | 0 | 102.2003 | 0 | 0 | 0 | 0 | 0 | 0 | 0 | 0 | 0 | 0 | 0.80118 | 2.7054 | 0 | 0
3850 | 2.9049 | 0 | 104.2544 | 0 | 0 | 0 | 0 | 0 | 0 | 0 | 0 | 0 | 0 | 0.84091 | 3.7458 | 0 | 0
3851 | 2.5074 | 0 | 106.0274 | 0 | 0 | 0 | 0 | 0 | 0 | 0 | 0 | 0 | 0 | 0.88572 | 3.3931 | 0 | 0
3852 | 2.8637 | 0 | 108.0523 | 0 | 0 | 0 | 0 | 0 | 0 | 0 | 0 | 0 | 0 | 0.93697 | 3.8007 | 0 | 0
3853 | 2.5983 | 0 | 109.8896 | 0 | 0 | 0 | 0 | 0 | 0 | 0 | 0 | 0 | 0 | 0.99762 | 3.596 | 0 | 0
3854 | 2.8738 | 0 | 111.9217 | 0 | 0 | 0 | 0 | 0 | 0 | 0 | 0 | 0 | 0 | 1.0526 | 3.9264 | 0 | 0
3855 | 2.3803 | 0 | 113.6049 | 0 | 0 | 0 | 0 | 0 | 0 | 0 | 0 | 0 | 0 | 1.1125 | 3.4928 | 0 | 0
3856 | 1.3794 | 0 | 114.5803 | 0 | 0 | 0 | 0 | 0 | 0 | 0 | 0 | 0 | 0 | 1.1441 | 2.5236 | 0 | 0
3857 | 0.72246 | 0 | 115.0912 | 0 | 0 | 0 | 0 | 0 | 0 | 0 | 0 | 0 | 0 | 1.1609 | 1.8834 | 0 | 0
3858 | 0 | 0.42002 | 114.4972 | 0 | 0 | 0 | 0 | 0 | 0 | 0 | 0 | 0 | 0 | 1.1545 | 0.7345 | 0 | 0
3859 | 0 | 0.98893 | 113.0986 | 0 | 0 | 0 | 0 | 0 | 0 | 0 | 0 | 0 | 0 | 1.1288 | 0.13987 | 0 | 0
3860 | 0 | 1.0952 | 111.5497 | 0 | 0 | 0 | 0 | 0 | 0 | 0 | 0 | 0 | 0 | 1.0952 | 0 | 0 | 0
3861 | 0 | 1.034 | 110.0875 | 0 | 0 | 0 | 0 | 0 | 0 | 0 | 0 | 0 | 0 | 1.034 | 0 | 0 | 0
3862 | 0 | 0.93578 | 108.7641 | 0 | 0 | 0 | 0 | 0 | 0 | 0 | 0 | 0 | 0 | 0.93578 | 0 | 0 | 0
3863 | 0 | 0.84721 | 107.566 | 0 | 0 | 0 | 0 | 0 | 0 | 0 | 0 | 0 | 0 | 0.84721 | 0 | 0 | 0
3864 | 0 | 0.77953 | 106.4635 | 0 | 0 | 0 | 0 | 0 | 0 | 0 | 0 | 0 | 0 | 0.77953 | 0 | 0 | 0
3865 | 0 | 0.72736 | 105.4349 | 0 | 0 | 0 | 0 | 0 | 0 | 0 | 0 | 0 | 0 | 0.72736 | 0 | 0 | 0
3866 | 0 | 0.6908 | 104.4579 | 0 | 0 | 0 | 0 | 0 | 0 | 0 | 0 | 0 | 0 | 0.6908 | 0 | 0 | 0
3867 | 0 | 0.67162 | 103.5081 | 0 | 0 | 0 | 0 | 0 | 0 | 0 | 0 | 0 | 0 | 0.67162 | 0 | 0 | 0
3868 | 0 | 0.67322 | 102.5561 | 0 | 0 | 0 | 0 | 0 | 0 | 0 | 0 | 0 | 0 | 0.67322 | 0 | 0 | 0
3869 | 0 | 0.69822 | 101.5686 | 0 | 0 | 0 | 0 | 0 | 0 | 0 | 0 | 0 | 0 | 0.69822 | 0 | 0 | 0
3870 | 0 | 0.54842 | 100.7931 | 0 | 0 | 0 | 0 | 0 | 0 | 0 | 0 | 0 | 0 | 0.73569 | 0.18727 | 0 | 0
3871 | 0 | 0.08361 | 100.6748 | 0 | 0 | 0 | 0 | 0 | 0 | 0 | 0 | 0 | 0 | 0.77871 | 0.6951 | 0 | 0
3872 | 0.19501 | 0 | 100.8127 | 0 | 0 | 0 | 0 | 0 | 0 | 0 | 0 | 0 | 0 | 0.81319 | 1.0082 | 0 | 0
3873 | 0 | 0.65031 | 99.893 | 0 | 0 | 0 | 0 | 0 | 0 | 0 | 0 | 0 | 0 | 0.85256 | 0.20225 | 0 | 0
3874 | 0 | 0 | 99.893 | 0 | 0 | 0 | 0 | 0 | 0 | 0 | 0 | 0 | 0 | 0.90383 | 0.98435 | 0 | 0.080524
3875 | 0 | 0 | 99.893 | 0 | 0 | 0 | 0 | 0 | 0 | 0 | 0 | 0 | 0 | 0.9648 | 2.5343 | 0 | 1.5694
3876 | 3.3367 | 0 | 102.2524 | 0 | 0 | 0 | 0 | 0 | 0 | 0 | 0 | 0 | 0 | 1.0208 | 4.3575 | 0 | 0
3877 | 0 | 0 | 102.2524 | 0 | 0 | 0 | 0 | 0 | 0 | 0 | 0 | 0 | 0 | 1.0851 | 1.9396 | 0 | 0.85449
3878 | 0 | 0 | 102.2524 | 0 | 0 | 0 | 0 | 0 | 0 | 0 | 0 | 0 | 0 | 1.1364 | 2.1511 | 0 | 1.0148
3879 | 2.5264 | 0 | 104.0389 | 0 | 0 | 0 | 0 | 0 | 0 | 0 | 0 | 0 | 0 | 1.1713 | 3.6978 | 0 | 0
3880 | 1.4715 | 0 | 105.0794 | 0 | 0 | 0 | 0 | 0 | 0 | 0 | 0 | 0 | 0 | 1.1936 | 2.6652 | 0 | 0
3881 | 0 | 0 | 105.0794 | 0 | 0 | 0 | 0 | 0 | 0 | 0 | 0 | 0 | 0 | 1.203 | 1.8264 | 0 | 0.62338
3882 | 0 | 0.44703 | 104.4472 | 0 | 0 | 0 | 0 | 0 | 0 | 0 | 0 | 0 | 0 | 1.1821 | 0.73505 | 0 | 0
3883 | 0 | 0.99021 | 103.0468 | 0 | 0 | 0 | 0 | 0 | 0 | 0 | 0 | 0 | 0 | 1.1453 | 0.15505 | 0 | 0
3884 | 0 | 1.1135 | 101.4722 | 0 | 0 | 0 | 0 | 0 | 0 | 0 | 0 | 0 | 0 | 1.1135 | 0 | 0 | 0
3885 | 0 | 1.052 | 99.9844 | 0 | 0 | 0 | 0 | 0 | 0 | 0 | 0 | 0 | 0 | 1.052 | 0 | 0 | 0
3886 | 0 | 0.95543 | 98.6332 | 0 | 0 | 0 | 0 | 0 | 0 | 0 | 0 | 0 | 0 | 0.95543 | 0 | 0 | 0
3887 | 0 | 0.86679 | 97.4074 | 0 | 0 | 0 | 0 | 0 | 0 | 0 | 0 | 0 | 0 | 0.86679 | 0 | 0 | 0
3888 | 0 | 0.79805 | 96.2788 | 0 | 0 | 0 | 0 | 0 | 0 | 0 | 0 | 0 | 0 | 0.79805 | 0 | 0 | 0
3889 | 0 | 0.75154 | 95.2159 | 0 | 0 | 0 | 0 | 0 | 0 | 0 | 0 | 0 | 0 | 0.75154 | 0 | 0 | 0
3890 | 0 | 0.7183 | 94.2001 | 0 | 0 | 0 | 0 | 0 | 0 | 0 | 0 | 0 | 0 | 0.7183 | 0 | 0 | 0
3891 | 0 | 0.69844 | 93.2124 | 0 | 0 | 0 | 0 | 0 | 0 | 0 | 0 | 0 | 0 | 0.69844 | 0 | 0 | 0
3892 | 0 | 0.70009 | 92.2223 | 0 | 0 | 0 | 0 | 0 | 0 | 0 | 0 | 0 | 0 | 0.70009 | 0 | 0 | 0
3893 | 0 | 0.72916 | 91.1911 | 0 | 0 | 0 | 0 | 0 | 0 | 0 | 0 | 0 | 0 | 0.72916 | 0 | 0 | 0
3894 | 0 | 0.58405 | 90.3651 | 0 | 0 | 0 | 0 | 0 | 0 | 0 | 0 | 0 | 0 | 0.76485 | 0.1808 | 0 | 0
3895 | 0 | 0.20065 | 90.0814 | 0 | 0 | 0 | 0 | 0 | 0 | 0 | 0 | 0 | 0 | 0.80485 | 0.6042 | 0 | 0
3896 | 0 | 0 | 90.0814 | 0 | 0 | 0 | 0 | 0 | 0 | 0 | 0 | 0 | 0 | 0.83383 | 0.9437 | 0 | 0.10987
3897 | 1.5622 | 0 | 91.186 | 0 | 0 | 0 | 0 | 0 | 0 | 0 | 0 | 0 | 0 | 0.87035 | 2.4325 | 0 | 0
3898 | 2.5312 | 0 | 92.9759 | 0 | 0 | 0 | 0 | 0 | 0 | 0 | 0 | 0 | 0 | 0.91407 | 3.4453 | 0 | 0
3899 | 3.0826 | 0 | 95.1556 | 0 | 0 | 0 | 0 | 0 | 0 | 0 | 0 | 0 | 0 | 0.93299 | 4.0156 | 0 | 0
3900 | 3.604 | 0 | 97.704 | 0 | 0 | 0 | 0 | 0 | 0 | 0 | 0 | 0 | 0 | 0.96793 | 4.572 | 0 | 0
3901 | 3.5396 | 0 | 100.2068 | 0 | 0 | 0 | 0 | 0 | 0 | 0 | 0 | 0 | 0 | 1.0117 | 4.5512 | 0 | 0
3902 | 3.1495 | 0 | 102.4339 | 0 | 0 | 0 | 0 | 0 | 0 | 0 | 0 | 0 | 0 | 1.0492 | 4.1988 | 0 | 0
3903 | 2.5322 | 0 | 104.2244 | 0 | 0 | 0 | 0 | 0 | 0 | 0 | 0 | 0 | 0 | 1.0856 | 3.6178 | 0 | 0
3904 | 1.7059 | 0 | 105.4307 | 0 | 0 | 0 | 0 | 0 | 0 | 0 | 0 | 0 | 0 | 1.1094 | 2.8154 | 0 | 0
3905 | 0.67323 | 0 | 105.9067 | 0 | 0 | 0 | 0 | 0 | 0 | 0 | 0 | 0 | 0 | 1.1149 | 1.7881 | 0 | 0
3906 | 0 | 0.3518 | 105.4092 | 0 | 0 | 0 | 0 | 0 | 0 | 0 | 0 | 0 | 0 | 1.0985 | 0.74675 | 0 | 0
3907 | 0 | 0.89484 | 104.1437 | 0 | 0 | 0 | 0 | 0 | 0 | 0 | 0 | 0 | 0 | 1.0608 | 0.16592 | 0 | 0
3908 | 0 | 1.0243 | 102.6951 | 0 | 0 | 0 | 0 | 0 | 0 | 0 | 0 | 0 | 0 | 1.0243 | 0 | 0 | 0
3909 | 0 | 0.96481 | 101.3306 | 0 | 0 | 0 | 0 | 0 | 0 | 0 | 0 | 0 | 0 | 0.96481 | 0 | 0 | 0
3910 | 0 | 0.8769 | 100.0905 | 0 | 0 | 0 | 0 | 0 | 0 | 0 | 0 | 0 | 0 | 0.8769 | 0 | 0 | 0
3911 | 0 | 0.79759 | 98.9625 | 0 | 0 | 0 | 0 | 0 | 0 | 0 | 0 | 0 | 0 | 0.79759 | 0 | 0 | 0
3912 | 0 | 0.74264 | 97.9123 | 0 | 0 | 0 | 0 | 0 | 0 | 0 | 0 | 0 | 0 | 0.74264 | 0 | 0 | 0
3913 | 0 | 0.70499 | 96.9153 | 0 | 0 | 0 | 0 | 0 | 0 | 0 | 0 | 0 | 0 | 0.70499 | 0 | 0 | 0
3914 | 0 | 0.67501 | 95.9607 | 0 | 0 | 0 | 0 | 0 | 0 | 0 | 0 | 0 | 0 | 0.67501 | 0 | 0 | 0
3915 | 0 | 0.65764 | 95.0306 | 0 | 0 | 0 | 0 | 0 | 0 | 0 | 0 | 0 | 0 | 0.65764 | 0 | 0 | 0
3916 | 0 | 0.66335 | 94.0925 | 0 | 0 | 0 | 0 | 0 | 0 | 0 | 0 | 0 | 0 | 0.66335 | 0 | 0 | 0
3917 | 0 | 0.69098 | 93.1153 | 0 | 0 | 0 | 0 | 0 | 0 | 0 | 0 | 0 | 0 | 0.69098 | 0 | 0 | 0
3918 | 0 | 0.57122 | 92.3075 | 0 | 0 | 0 | 0 | 0 | 0 | 0 | 0 | 0 | 0 | 0.72657 | 0.15535 | 0 | 0
3919 | 0 | 0.009079 | 92.2947 | 0 | 0 | 0 | 0 | 0 | 0 | 0 | 0 | 0 | 0 | 0.76613 | 0.75705 | 0 | 0
3920 | 1.0758 | 0 | 93.0554 | 0 | 0 | 0 | 0 | 0 | 0 | 0 | 0 | 0 | 0 | 0.78425 | 1.86 | 0 | 0
3921 | 2.1227 | 0 | 94.5563 | 0 | 0 | 0 | 0 | 0 | 0 | 0 | 0 | 0 | 0 | 0.79223 | 2.915 | 0 | 0
3922 | 2.9019 | 0 | 96.6083 | 0 | 0 | 0 | 0 | 0 | 0 | 0 | 0 | 0 | 0 | 0.79495 | 3.6968 | 0 | 0
3923 | 3.4159 | 0 | 99.0236 | 0 | 0 | 0 | 0 | 0 | 0 | 0 | 0 | 0 | 0 | 0.80489 | 4.2207 | 0 | 0
3924 | 3.6263 | 0 | 101.5879 | 0 | 0 | 0 | 0 | 0 | 0 | 0 | 0 | 0 | 0 | 0.81445 | 4.4408 | 0 | 0
3925 | 3.5943 | 0 | 104.1294 | 0 | 0 | 0 | 0 | 0 | 0 | 0 | 0 | 0 | 0 | 0.84009 | 4.4344 | 0 | 0
3926 | 3.3162 | 0 | 106.4743 | 0 | 0 | 0 | 0 | 0 | 0 | 0 | 0 | 0 | 0 | 0.84546 | 4.1616 | 0 | 0
3927 | 2.7644 | 0 | 108.429 | 0 | 0 | 0 | 0 | 0 | 0 | 0 | 0 | 0 | 0 | 0.8768 | 3.6412 | 0 | 0
3928 | 1.9656 | 0 | 109.8189 | 0 | 0 | 0 | 0 | 0 | 0 | 0 | 0 | 0 | 0 | 0.90319 | 2.8688 | 0 | 0
3929 | 0.91984 | 0 | 110.4694 | 0 | 0 | 0 | 0 | 0 | 0 | 0 | 0 | 0 | 0 | 0.92111 | 1.841 | 0 | 0
3930 | 0 | 0.19238 | 110.1973 | 0 | 0 | 0 | 0 | 0 | 0 | 0 | 0 | 0 | 0 | 0.92533 | 0.73295 | 0 | 0
3931 | 0 | 0.78369 | 109.089 | 0 | 0 | 0 | 0 | 0 | 0 | 0 | 0 | 0 | 0 | 0.91297 | 0.12928 | 0 | 0
3932 | 0 | 0.90018 | 107.8159 | 0 | 0 | 0 | 0 | 0 | 0 | 0 | 0 | 0 | 0 | 0.90018 | 0 | 0 | 0
3933 | 0 | 0.86831 | 106.5879 | 0 | 0 | 0 | 0 | 0 | 0 | 0 | 0 | 0 | 0 | 0.86831 | 0 | 0 | 0
3934 | 0 | 0.80415 | 105.4507 | 0 | 0 | 0 | 0 | 0 | 0 | 0 | 0 | 0 | 0 | 0.80415 | 0 | 0 | 0
3935 | 0 | 0.74463 | 104.3976 | 0 | 0 | 0 | 0 | 0 | 0 | 0 | 0 | 0 | 0 | 0.74463 | 0 | 0 | 0
3936 | 0 | 0.69469 | 103.4152 | 0 | 0 | 0 | 0 | 0 | 0 | 0 | 0 | 0 | 0 | 0.69469 | 0 | 0 | 0
3937 | 0 | 0.66173 | 102.4794 | 0 | 0 | 0 | 0 | 0 | 0 | 0 | 0 | 0 | 0 | 0.66173 | 0 | 0 | 0
3938 | 0 | 0.64588 | 101.5659 | 0 | 0 | 0 | 0 | 0 | 0 | 0 | 0 | 0 | 0 | 0.64588 | 0 | 0 | 0
3939 | 0 | 0.6362 | 100.6662 | 0 | 0 | 0 | 0 | 0 | 0 | 0 | 0 | 0 | 0 | 0.6362 | 0 | 0 | 0
3940 | 0 | 0.63932 | 99.7621 | 0 | 0 | 0 | 0 | 0 | 0 | 0 | 0 | 0 | 0 | 0.63932 | 0 | 0 | 0
3941 | 0 | 0.66327 | 98.8241 | 0 | 0 | 0 | 0 | 0 | 0 | 0 | 0 | 0 | 0 | 0.66327 | 0 | 0 | 0
3942 | 0 | 0.56838 | 98.0203 | 0 | 0 | 0 | 0 | 0 | 0 | 0 | 0 | 0 | 0 | 0.69406 | 0.12568 | 0 | 0
3943 | 0 | 0 | 98.0203 | 0 | 0 | 0 | 0 | 0 | 0 | 0 | 0 | 0 | 0 | 0.72672 | 0.76535 | 0 | 0.038625
3944 | 1.2292 | 0 | 98.8894 | 0 | 0 | 0 | 0 | 0 | 0 | 0 | 0 | 0 | 0 | 0.75282 | 1.982 | 0 | 0
3945 | 2.3378 | 0 | 100.5425 | 0 | 0 | 0 | 0 | 0 | 0 | 0 | 0 | 0 | 0 | 0.76196 | 3.0998 | 0 | 0
3946 | 3.1812 | 0 | 102.792 | 0 | 0 | 0 | 0 | 0 | 0 | 0 | 0 | 0 | 0 | 0.75786 | 3.939 | 0 | 0
3947 | 3.7473 | 0 | 105.4417 | 0 | 0 | 0 | 0 | 0 | 0 | 0 | 0 | 0 | 0 | 0.75694 | 4.5042 | 0 | 0
3948 | 4.0084 | 0 | 108.2761 | 0 | 0 | 0 | 0 | 0 | 0 | 0 | 0 | 0 | 0 | 0.74568 | 4.7541 | 0 | 0
3949 | 3.9944 | 0 | 111.1006 | 0 | 0 | 0 | 0 | 0 | 0 | 0 | 0 | 0 | 0 | 0.74882 | 4.7432 | 0 | 0
3950 | 3.6519 | 0 | 113.6828 | 0 | 0 | 0 | 0 | 0 | 0 | 0 | 0 | 0 | 0 | 0.76652 | 4.4184 | 0 | 0
3951 | 3.0725 | 0 | 115.8554 | 0 | 0 | 0 | 0 | 0 | 0 | 0 | 0 | 0 | 0 | 0.7879 | 3.8603 | 0 | 0
3952 | 2.2108 | 0 | 117.4187 | 0 | 0 | 0 | 0 | 0 | 0 | 0 | 0 | 0 | 0 | 0.81193 | 3.0227 | 0 | 0
3953 | 1.0958 | 0 | 118.1935 | 0 | 0 | 0 | 0 | 0 | 0 | 0 | 0 | 0 | 0 | 0.83465 | 1.9304 | 0 | 0
3954 | 0 | 0.087633 | 118.0696 | 0 | 0 | 0 | 0 | 0 | 0 | 0 | 0 | 0 | 0 | 0.84608 | 0.75845 | 0 | 0
3955 | 0 | 0.72391 | 117.0458 | 0 | 0 | 0 | 0 | 0 | 0 | 0 | 0 | 0 | 0 | 0.84128 | 0.11737 | 0 | 0
3956 | 0 | 0.84088 | 115.8567 | 0 | 0 | 0 | 0 | 0 | 0 | 0 | 0 | 0 | 0 | 0.84088 | 0 | 0 | 0
3957 | 0 | 0.81521 | 114.7038 | 0 | 0 | 0 | 0 | 0 | 0 | 0 | 0 | 0 | 0 | 0.81521 | 0 | 0 | 0
3958 | 0 | 0.76276 | 113.6251 | 0 | 0 | 0 | 0 | 0 | 0 | 0 | 0 | 0 | 0 | 0.76276 | 0 | 0 | 0
3959 | 0 | 0.7108 | 112.6199 | 0 | 0 | 0 | 0 | 0 | 0 | 0 | 0 | 0 | 0 | 0.7108 | 0 | 0 | 0
3960 | 0 | 0.671 | 111.6709 | 0 | 0 | 0 | 0 | 0 | 0 | 0 | 0 | 0 | 0 | 0.671 | 0 | 0 | 0
3961 | 0 | 0.64232 | 110.7625 | 0 | 0 | 0 | 0 | 0 | 0 | 0 | 0 | 0 | 0 | 0.64232 | 0 | 0 | 0
3962 | 0 | 0.62108 | 109.8842 | 0 | 0 | 0 | 0 | 0 | 0 | 0 | 0 | 0 | 0 | 0.62108 | 0 | 0 | 0
3963 | 0 | 0.60587 | 109.0274 | 0 | 0 | 0 | 0 | 0 | 0 | 0 | 0 | 0 | 0 | 0.60587 | 0 | 0 | 0
3964 | 0 | 0.60251 | 108.1753 | 0 | 0 | 0 | 0 | 0 | 0 | 0 | 0 | 0 | 0 | 0.60251 | 0 | 0 | 0
3965 | 0 | 0.60997 | 107.3127 | 0 | 0 | 0 | 0 | 0 | 0 | 0 | 0 | 0 | 0 | 0.60997 | 0 | 0 | 0
3966 | 0 | 0.46963 | 106.6485 | 0 | 0 | 0 | 0 | 0 | 0 | 0 | 0 | 0 | 0 | 0.61665 | 0.14702 | 0 | 0
3967 | 0.13402 | 0 | 106.7433 | 0 | 0 | 0 | 0 | 0 | 0 | 0 | 0 | 0 | 0 | 0.63023 | 0.76425 | 0 | 0
3968 | 1.3322 | 0 | 107.6853 | 0 | 0 | 0 | 0 | 0 | 0 | 0 | 0 | 0 | 0 | 0.64795 | 1.9802 | 0 | 0
3969 | 2.4619 | 0 | 109.4261 | 0 | 0 | 0 | 0 | 0 | 0 | 0 | 0 | 0 | 0 | 0.65443 | 3.1163 | 0 | 0
3970 | 3.3583 | 0 | 111.8008 | 0 | 0 | 0 | 0 | 0 | 0 | 0 | 0 | 0 | 0 | 0.64916 | 4.0075 | 0 | 0
3971 | 3.9627 | 0 | 114.6028 | 0 | 0 | 0 | 0 | 0 | 0 | 0 | 0 | 0 | 0 | 0.64156 | 4.6043 | 0 | 0
3972 | 4.2469 | 0 | 117.6058 | 0 | 0 | 0 | 0 | 0 | 0 | 0 | 0 | 0 | 0 | 0.64464 | 4.8915 | 0 | 0
3973 | 4.2163 | 0 | 120.5871 | 0 | 0 | 0 | 0 | 0 | 0 | 0 | 0 | 0 | 0 | 0.65389 | 4.8701 | 0 | 0
3974 | 3.8696 | 0 | 123.3233 | 0 | 0 | 0 | 0 | 0 | 0 | 0 | 0 | 0 | 0 | 0.67354 | 4.5431 | 0 | 0
3975 | 3.2475 | 0 | 125.6197 | 0 | 0 | 0 | 0 | 0 | 0 | 0 | 0 | 0 | 0 | 0.702 | 3.9495 | 0 | 0
3976 | 2.3582 | 0 | 127.2872 | 0 | 0 | 0 | 0 | 0 | 0 | 0 | 0 | 0 | 0 | 0.73217 | 3.0903 | 0 | 0
3977 | 1.2134 | 0 | 128.1451 | 0 | 0 | 0 | 0 | 0 | 0 | 0 | 0 | 0 | 0 | 0.7614 | 1.9748 | 0 | 0
3978 | 0 | 0.003197 | 128.1406 | 0 | 0 | 0 | 0 | 0 | 0 | 0 | 0 | 0 | 0 | 0.7851 | 0.7819 | 0 | 0
3979 | 0 | 0.66256 | 127.2036 | 0 | 0 | 0 | 0 | 0 | 0 | 0 | 0 | 0 | 0 | 0.78656 | 0.124 | 0 | 0
3980 | 0 | 0.79248 | 126.0829 | 0 | 0 | 0 | 0 | 0 | 0 | 0 | 0 | 0 | 0 | 0.79248 | 0 | 0 | 0
3981 | 0 | 0.77462 | 124.9874 | 0 | 0 | 0 | 0 | 0 | 0 | 0 | 0 | 0 | 0 | 0.77462 | 0 | 0 | 0
3982 | 0 | 0.73163 | 123.9527 | 0 | 0 | 0 | 0 | 0 | 0 | 0 | 0 | 0 | 0 | 0.73163 | 0 | 0 | 0
3983 | 0 | 0.68554 | 122.9832 | 0 | 0 | 0 | 0 | 0 | 0 | 0 | 0 | 0 | 0 | 0.68554 | 0 | 0 | 0
3984 | 0 | 0.64512 | 122.0709 | 0 | 0 | 0 | 0 | 0 | 0 | 0 | 0 | 0 | 0 | 0.64512 | 0 | 0 | 0
3985 | 0 | 0.61464 | 121.2017 | 0 | 0 | 0 | 0 | 0 | 0 | 0 | 0 | 0 | 0 | 0.61464 | 0 | 0 | 0
3986 | 0 | 0.59418 | 120.3614 | 0 | 0 | 0 | 0 | 0 | 0 | 0 | 0 | 0 | 0 | 0.59418 | 0 | 0 | 0
3987 | 0 | 0.58177 | 119.5386 | 0 | 0 | 0 | 0 | 0 | 0 | 0 | 0 | 0 | 0 | 0.58177 | 0 | 0 | 0
3988 | 0 | 0.57656 | 118.7233 | 0 | 0 | 0 | 0 | 0 | 0 | 0 | 0 | 0 | 0 | 0.57656 | 0 | 0 | 0
3989 | 0 | 0.57786 | 117.906 | 0 | 0 | 0 | 0 | 0 | 0 | 0 | 0 | 0 | 0 | 0.57786 | 0 | 0 | 0
3990 | 0 | 0.45189 | 117.267 | 0 | 0 | 0 | 0 | 0 | 0 | 0 | 0 | 0 | 0 | 0.57347 | 0.12158 | 0 | 0
3991 | 0.17344 | 0 | 117.3896 | 0 | 0 | 0 | 0 | 0 | 0 | 0 | 0 | 0 | 0 | 0.58061 | 0.75405 | 0 | 0
3992 | 1.3696 | 0 | 118.3581 | 0 | 0 | 0 | 0 | 0 | 0 | 0 | 0 | 0 | 0 | 0.60181 | 1.9714 | 0 | 0
3993 | 2.4994 | 0 | 120.1254 | 0 | 0 | 0 | 0 | 0 | 0 | 0 | 0 | 0 | 0 | 0.60931 | 3.1088 | 0 | 0
3994 | 3.365 | 0 | 122.5048 | 0 | 0 | 0 | 0 | 0 | 0 | 0 | 0 | 0 | 0 | 0.60887 | 3.9739 | 0 | 0
3995 | 3.9535 | 0 | 125.3004 | 0 | 0 | 0 | 0 | 0 | 0 | 0 | 0 | 0 | 0 | 0.60028 | 4.5537 | 0 | 0
3996 | 4.2451 | 0 | 128.3021 | 0 | 0 | 0 | 0 | 0 | 0 | 0 | 0 | 0 | 0 | 0.59947 | 4.8445 | 0 | 0
3997 | 4.2117 | 0 | 131.2802 | 0 | 0 | 0 | 0 | 0 | 0 | 0 | 0 | 0 | 0 | 0.61214 | 4.8238 | 0 | 0
3998 | 3.8561 | 0 | 134.0069 | 0 | 0 | 0 | 0 | 0 | 0 | 0 | 0 | 0 | 0 | 0.62961 | 4.4858 | 0 | 0
3999 | 3.2128 | 0 | 136.2786 | 0 | 0 | 0 | 0 | 0 | 0 | 0 | 0 | 0 | 0 | 0.6586 | 3.8714 | 0 | 0
4000 | 2.325 | 0 | 137.9226 | 0 | 0 | 0 | 0 | 0 | 0 | 0 | 0 | 0 | 0 | 0.69763 | 3.0226 | 0 | 0
4001 | 1.1991 | 0 | 138.7705 | 0 | 0 | 0 | 0 | 0 | 0 | 0 | 0 | 0 | 0 | 0.73458 | 1.9337 | 0 | 0
4002 | 0 | 0.009581 | 138.757 | 0 | 0 | 0 | 0 | 0 | 0 | 0 | 0 | 0 | 0 | 0.76083 | 0.75125 | 0 | 0
4003 | 0 | 0.66544 | 137.8159 | 0 | 0 | 0 | 0 | 0 | 0 | 0 | 0 | 0 | 0 | 0.77261 | 0.10718 | 0 | 0
4004 | 0 | 0.78331 | 136.7081 | 0 | 0 | 0 | 0 | 0 | 0 | 0 | 0 | 0 | 0 | 0.78331 | 0 | 0 | 0
4005 | 0 | 0.76741 | 135.6228 | 0 | 0 | 0 | 0 | 0 | 0 | 0 | 0 | 0 | 0 | 0.76741 | 0 | 0 | 0
4006 | 0 | 0.72021 | 134.6043 | 0 | 0 | 0 | 0 | 0 | 0 | 0 | 0 | 0 | 0 | 0.72021 | 0 | 0 | 0
4007 | 0 | 0.67134 | 133.6549 | 0 | 0 | 0 | 0 | 0 | 0 | 0 | 0 | 0 | 0 | 0.67134 | 0 | 0 | 0
4008 | 0 | 0.6357 | 132.7559 | 0 | 0 | 0 | 0 | 0 | 0 | 0 | 0 | 0 | 0 | 0.6357 | 0 | 0 | 0
4009 | 0 | 0.60871 | 131.895 | 0 | 0 | 0 | 0 | 0 | 0 | 0 | 0 | 0 | 0 | 0.60871 | 0 | 0 | 0
4010 | 0 | 0.59495 | 131.0537 | 0 | 0 | 0 | 0 | 0 | 0 | 0 | 0 | 0 | 0 | 0.59495 | 0 | 0 | 0
4011 | 0 | 0.59012 | 130.2191 | 0 | 0 | 0 | 0 | 0 | 0 | 0 | 0 | 0 | 0 | 0.59012 | 0 | 0 | 0
4012 | 0 | 0.59956 | 129.3712 | 0 | 0 | 0 | 0 | 0 | 0 | 0 | 0 | 0 | 0 | 0.59956 | 0 | 0 | 0
4013 | 0 | 0.63154 | 128.478 | 0 | 0 | 0 | 0 | 0 | 0 | 0 | 0 | 0 | 0 | 0.63154 | 0 | 0 | 0
4014 | 0 | 0.56219 | 127.683 | 0 | 0 | 0 | 0 | 0 | 0 | 0 | 0 | 0 | 0 | 0.67619 | 0.114 | 0 | 0
4015 | 0 | 0 | 127.683 | 0 | 0 | 0 | 0 | 0 | 0 | 0 | 0 | 0 | 0 | 0.71174 | 0.719 | 0 | 0.007265
4016 | 1.1514 | 0 | 128.4971 | 0 | 0 | 0 | 0 | 0 | 0 | 0 | 0 | 0 | 0 | 0.72903 | 1.8804 | 0 | 0
4017 | 2.219 | 0 | 130.0662 | 0 | 0 | 0 | 0 | 0 | 0 | 0 | 0 | 0 | 0 | 0.73605 | 2.955 | 0 | 0
4018 | 3.0455 | 0 | 132.2197 | 0 | 0 | 0 | 0 | 0 | 0 | 0 | 0 | 0 | 0 | 0.74177 | 3.7872 | 0 | 0
4019 | 3.5941 | 0 | 134.7611 | 0 | 0 | 0 | 0 | 0 | 0 | 0 | 0 | 0 | 0 | 0.74568 | 4.3398 | 0 | 0
4020 | 3.837 | 0 | 137.4742 | 0 | 0 | 0 | 0 | 0 | 0 | 0 | 0 | 0 | 0 | 0.75671 | 4.5937 | 0 | 0
4021 | 3.7929 | 0 | 140.1562 | 0 | 0 | 0 | 0 | 0 | 0 | 0 | 0 | 0 | 0 | 0.78058 | 4.5735 | 0 | 0
4022 | 3.4502 | 0 | 142.5959 | 0 | 0 | 0 | 0 | 0 | 0 | 0 | 0 | 0 | 0 | 0.79695 | 4.2471 | 0 | 0
4023 | 2.8516 | 0 | 144.6122 | 0 | 0 | 0 | 0 | 0 | 0 | 0 | 0 | 0 | 0 | 0.8192 | 3.6707 | 0 | 0
4024 | 2.014 | 0 | 146.0363 | 0 | 0 | 0 | 0 | 0 | 0 | 0 | 0 | 0 | 0 | 0.84408 | 2.858 | 0 | 0
4025 | 0.96385 | 0 | 146.7179 | 0 | 0 | 0 | 0 | 0 | 0 | 0 | 0 | 0 | 0 | 0.86835 | 1.8322 | 0 | 0
4026 | 0 | 0.15805 | 146.4943 | 0 | 0 | 0 | 0 | 0 | 0 | 0 | 0 | 0 | 0 | 0.88325 | 0.7252 | 0 | 0
4027 | 0 | 0.76156 | 145.4173 | 0 | 0 | 0 | 0 | 0 | 0 | 0 | 0 | 0 | 0 | 0.88814 | 0.12657 | 0 | 0
4028 | 0 | 0.8859 | 144.1645 | 0 | 0 | 0 | 0 | 0 | 0 | 0 | 0 | 0 | 0 | 0.8859 | 0 | 0 | 0
4029 | 0 | 0.85435 | 142.9563 | 0 | 0 | 0 | 0 | 0 | 0 | 0 | 0 | 0 | 0 | 0.85435 | 0 | 0 | 0
4030 | 0 | 0.78765 | 141.8424 | 0 | 0 | 0 | 0 | 0 | 0 | 0 | 0 | 0 | 0 | 0.78765 | 0 | 0 | 0
4031 | 0 | 0.72207 | 140.8212 | 0 | 0 | 0 | 0 | 0 | 0 | 0 | 0 | 0 | 0 | 0.72207 | 0 | 0 | 0
4032 | 0 | 0.68388 | 139.854 | 0 | 0 | 0 | 0 | 0 | 0 | 0 | 0 | 0 | 0 | 0.68388 | 0 | 0 | 0
4033 | 0 | 0.65136 | 138.9329 | 0 | 0 | 0 | 0 | 0 | 0 | 0 | 0 | 0 | 0 | 0.65136 | 0 | 0 | 0
4034 | 0 | 0.63043 | 138.0413 | 0 | 0 | 0 | 0 | 0 | 0 | 0 | 0 | 0 | 0 | 0.63043 | 0 | 0 | 0
4035 | 0 | 0.61911 | 137.1658 | 0 | 0 | 0 | 0 | 0 | 0 | 0 | 0 | 0 | 0 | 0.61911 | 0 | 0 | 0
4036 | 0 | 0.62689 | 136.2792 | 0 | 0 | 0 | 0 | 0 | 0 | 0 | 0 | 0 | 0 | 0.62689 | 0 | 0 | 0
4037 | 0 | 0.65569 | 135.3519 | 0 | 0 | 0 | 0 | 0 | 0 | 0 | 0 | 0 | 0 | 0.65569 | 0 | 0 | 0
4038 | 0 | 0.57334 | 134.5411 | 0 | 0 | 0 | 0 | 0 | 0 | 0 | 0 | 0 | 0 | 0.69721 | 0.12387 | 0 | 0
4039 | 0 | 0.021619 | 134.5105 | 0 | 0 | 0 | 0 | 0 | 0 | 0 | 0 | 0 | 0 | 0.73587 | 0.71425 | 0 | 0
4040 | 1.1143 | 0 | 135.2984 | 0 | 0 | 0 | 0 | 0 | 0 | 0 | 0 | 0 | 0 | 0.7617 | 1.876 | 0 | 0
4041 | 2.1616 | 0 | 136.8269 | 0 | 0 | 0 | 0 | 0 | 0 | 0 | 0 | 0 | 0 | 0.77352 | 2.9352 | 0 | 0
4042 | 2.9627 | 0 | 138.9219 | 0 | 0 | 0 | 0 | 0 | 0 | 0 | 0 | 0 | 0 | 0.78123 | 3.7439 | 0 | 0
4043 | 3.4497 | 0 | 141.3612 | 0 | 0 | 0 | 0 | 0 | 0 | 0 | 0 | 0 | 0 | 0.79213 | 4.2419 | 0 | 0
4044 | 3.6918 | 0 | 143.9717 | 0 | 0 | 0 | 0 | 0 | 0 | 0 | 0 | 0 | 0 | 0.80398 | 4.4958 | 0 | 0
4045 | 3.6782 | 0 | 146.5726 | 0 | 0 | 0 | 0 | 0 | 0 | 0 | 0 | 0 | 0 | 0.81982 | 4.498 | 0 | 0
4046 | 3.3892 | 0 | 148.9691 | 0 | 0 | 0 | 0 | 0 | 0 | 0 | 0 | 0 | 0 | 0.8411 | 4.2303 | 0 | 0
4047 | 2.8388 | 0 | 150.9764 | 0 | 0 | 0 | 0 | 0 | 0 | 0 | 0 | 0 | 0 | 0.86584 | 3.7046 | 0 | 0
4048 | 2.0024 | 0 | 152.3923 | 0 | 0 | 0 | 0 | 0 | 0 | 0 | 0 | 0 | 0 | 0.89785 | 2.9002 | 0 | 0
4049 | 0.94629 | 0 | 153.0614 | 0 | 0 | 0 | 0 | 0 | 0 | 0 | 0 | 0 | 0 | 0.92231 | 1.8686 | 0 | 0
4050 | 0 | 0.20007 | 152.7784 | 0 | 0 | 0 | 0 | 0 | 0 | 0 | 0 | 0 | 0 | 0.94107 | 0.741 | 0 | 0
4051 | 0 | 0.82464 | 151.6122 | 0 | 0 | 0 | 0 | 0 | 0 | 0 | 0 | 0 | 0 | 0.93382 | 0.10917 | 0 | 0
4052 | 0 | 0.92559 | 150.3032 | 0 | 0 | 0 | 0 | 0 | 0 | 0 | 0 | 0 | 0 | 0.92559 | 0 | 0 | 0
4053 | 0 | 0.88786 | 149.0476 | 0 | 0 | 0 | 0 | 0 | 0 | 0 | 0 | 0 | 0 | 0.88786 | 0 | 0 | 0
4054 | 0 | 0.81519 | 147.8948 | 0 | 0 | 0 | 0 | 0 | 0 | 0 | 0 | 0 | 0 | 0.81519 | 0 | 0 | 0
4055 | 0 | 0.74991 | 146.8342 | 0 | 0 | 0 | 0 | 0 | 0 | 0 | 0 | 0 | 0 | 0.74991 | 0 | 0 | 0
4056 | 0 | 0.69421 | 145.8525 | 0 | 0 | 0 | 0 | 0 | 0 | 0 | 0 | 0 | 0 | 0.69421 | 0 | 0 | 0
4057 | 0 | 0.66016 | 144.9189 | 0 | 0 | 0 | 0 | 0 | 0 | 0 | 0 | 0 | 0 | 0.66016 | 0 | 0 | 0
4058 | 0 | 0.63904 | 144.0151 | 0 | 0 | 0 | 0 | 0 | 0 | 0 | 0 | 0 | 0 | 0.63904 | 0 | 0 | 0
4059 | 0 | 0.62616 | 143.1296 | 0 | 0 | 0 | 0 | 0 | 0 | 0 | 0 | 0 | 0 | 0.62616 | 0 | 0 | 0
4060 | 0 | 0.63296 | 142.2345 | 0 | 0 | 0 | 0 | 0 | 0 | 0 | 0 | 0 | 0 | 0.63296 | 0 | 0 | 0
4061 | 0 | 0.65992 | 141.3012 | 0 | 0 | 0 | 0 | 0 | 0 | 0 | 0 | 0 | 0 | 0.65992 | 0 | 0 | 0
4062 | 0 | 0.59269 | 140.463 | 0 | 0 | 0 | 0 | 0 | 0 | 0 | 0 | 0 | 0 | 0.70059 | 0.1079 | 0 | 0
4063 | 0 | 0.030031 | 140.4205 | 0 | 0 | 0 | 0 | 0 | 0 | 0 | 0 | 0 | 0 | 0.73688 | 0.70685 | 0 | 0
4064 | 1.092 | 0 | 141.1927 | 0 | 0 | 0 | 0 | 0 | 0 | 0 | 0 | 0 | 0 | 0.77001 | 1.862 | 0 | 0
4065 | 2.0941 | 0 | 142.6735 | 0 | 0 | 0 | 0 | 0 | 0 | 0 | 0 | 0 | 0 | 0.7802 | 2.8743 | 0 | 0
4066 | 2.8578 | 0 | 144.6942 | 0 | 0 | 0 | 0 | 0 | 0 | 0 | 0 | 0 | 0 | 0.78498 | 3.6427 | 0 | 0
4067 | 3.3285 | 0 | 147.0478 | 0 | 0 | 0 | 0 | 0 | 0 | 0 | 0 | 0 | 0 | 0.80001 | 4.1285 | 0 | 0
4068 | 3.5573 | 0 | 149.5632 | 0 | 0 | 0 | 0 | 0 | 0 | 0 | 0 | 0 | 0 | 0.81747 | 4.3748 | 0 | 0
4069 | 3.5145 | 0 | 152.0483 | 0 | 0 | 0 | 0 | 0 | 0 | 0 | 0 | 0 | 0 | 0.83742 | 4.3519 | 0 | 0
4070 | 3.1836 | 0 | 154.2995 | 0 | 0 | 0 | 0 | 0 | 0 | 0 | 0 | 0 | 0 | 0.85764 | 4.0412 | 0 | 0
4071 | 2.6143 | 0 | 156.1481 | 0 | 0 | 0 | 0 | 0 | 0 | 0 | 0 | 0 | 0 | 0.8907 | 3.505 | 0 | 0
4072 | 1.8452 | 0 | 157.4529 | 0 | 0 | 0 | 0 | 0 | 0 | 0 | 0 | 0 | 0 | 0.92033 | 2.7656 | 0 | 0
4073 | 0.85414 | 0 | 158.0568 | 0 | 0 | 0 | 0 | 0 | 0 | 0 | 0 | 0 | 0 | 0.93971 | 1.7938 | 0 | 0
4074 | 0 | 0.2308 | 157.7304 | 0 | 0 | 0 | 0 | 0 | 0 | 0 | 0 | 0 | 0 | 0.94835 | 0.71755 | 0 | 0
4075 | 0 | 0.8165 | 156.5757 | 0 | 0 | 0 | 0 | 0 | 0 | 0 | 0 | 0 | 0 | 0.9359 | 0.1194 | 0 | 0
4076 | 0 | 0.92341 | 155.2698 | 0 | 0 | 0 | 0 | 0 | 0 | 0 | 0 | 0 | 0 | 0.92341 | 0 | 0 | 0
4077 | 0 | 0.88897 | 154.0126 | 0 | 0 | 0 | 0 | 0 | 0 | 0 | 0 | 0 | 0 | 0.88897 | 0 | 0 | 0
4078 | 0 | 0.81578 | 152.8589 | 0 | 0 | 0 | 0 | 0 | 0 | 0 | 0 | 0 | 0 | 0.81578 | 0 | 0 | 0
4079 | 0 | 0.74884 | 151.7999 | 0 | 0 | 0 | 0 | 0 | 0 | 0 | 0 | 0 | 0 | 0.74884 | 0 | 0 | 0
4080 | 0 | 0.70081 | 150.8088 | 0 | 0 | 0 | 0 | 0 | 0 | 0 | 0 | 0 | 0 | 0.70081 | 0 | 0 | 0
4081 | 0 | 0.6634 | 149.8706 | 0 | 0 | 0 | 0 | 0 | 0 | 0 | 0 | 0 | 0 | 0.6634 | 0 | 0 | 0
4082 | 0 | 0.6401 | 148.9654 | 0 | 0 | 0 | 0 | 0 | 0 | 0 | 0 | 0 | 0 | 0.6401 | 0 | 0 | 0
4083 | 0 | 0.62744 | 148.0781 | 0 | 0 | 0 | 0 | 0 | 0 | 0 | 0 | 0 | 0 | 0.62744 | 0 | 0 | 0
4084 | 0 | 0.63645 | 147.178 | 0 | 0 | 0 | 0 | 0 | 0 | 0 | 0 | 0 | 0 | 0.63645 | 0 | 0 | 0
4085 | 0 | 0.66437 | 146.2384 | 0 | 0 | 0 | 0 | 0 | 0 | 0 | 0 | 0 | 0 | 0.66437 | 0 | 0 | 0
4086 | 0 | 0.58261 | 145.4145 | 0 | 0 | 0 | 0 | 0 | 0 | 0 | 0 | 0 | 0 | 0.70328 | 0.12068 | 0 | 0
4087 | 0 | 0.050164 | 145.3435 | 0 | 0 | 0 | 0 | 0 | 0 | 0 | 0 | 0 | 0 | 0.73221 | 0.68205 | 0 | 0
4088 | 1.035 | 0 | 146.0754 | 0 | 0 | 0 | 0 | 0 | 0 | 0 | 0 | 0 | 0 | 0.75859 | 1.7936 | 0 | 0
4089 | 2.0212 | 0 | 147.5046 | 0 | 0 | 0 | 0 | 0 | 0 | 0 | 0 | 0 | 0 | 0.77538 | 2.7966 | 0 | 0
4090 | 2.7637 | 0 | 149.4589 | 0 | 0 | 0 | 0 | 0 | 0 | 0 | 0 | 0 | 0 | 0.77789 | 3.5416 | 0 | 0
4091 | 3.2262 | 0 | 151.7402 | 0 | 0 | 0 | 0 | 0 | 0 | 0 | 0 | 0 | 0 | 0.77375 | 4 | 0 | 0
4092 | 3.4589 | 0 | 154.186 | 0 | 0 | 0 | 0 | 0 | 0 | 0 | 0 | 0 | 0 | 0.77204 | 4.2309 | 0 | 0
4093 | 3.4703 | 0 | 156.6398 | 0 | 0 | 0 | 0 | 0 | 0 | 0 | 0 | 0 | 0 | 0.78252 | 4.2528 | 0 | 0
4094 | 3.2274 | 0 | 158.922 | 0 | 0 | 0 | 0 | 0 | 0 | 0 | 0 | 0 | 0 | 0.79572 | 4.0232 | 0 | 0
4095 | 2.7387 | 0 | 160.8585 | 0 | 0 | 0 | 0 | 0 | 0 | 0 | 0 | 0 | 0 | 0.80291 | 3.5416 | 0 | 0
4096 | 1.9906 | 0 | 162.2661 | 0 | 0 | 0 | 0 | 0 | 0 | 0 | 0 | 0 | 0 | 0.81401 | 2.8047 | 0 | 0
4097 | 0.98217 | 0 | 162.9606 | 0 | 0 | 0 | 0 | 0 | 0 | 0 | 0 | 0 | 0 | 0.83488 | 1.8171 | 0 | 0
4098 | 0 | 0.11415 | 162.7992 | 0 | 0 | 0 | 0 | 0 | 0 | 0 | 0 | 0 | 0 | 0.8446 | 0.73045 | 0 | 0
4099 | 0 | 0.72014 | 161.7808 | 0 | 0 | 0 | 0 | 0 | 0 | 0 | 0 | 0 | 0 | 0.84689 | 0.12675 | 0 | 0
4100 | 0 | 0.84779 | 160.5818 | 0 | 0 | 0 | 0 | 0 | 0 | 0 | 0 | 0 | 0 | 0.84779 | 0 | 0 | 0
4101 | 0 | 0.82192 | 159.4194 | 0 | 0 | 0 | 0 | 0 | 0 | 0 | 0 | 0 | 0 | 0.82192 | 0 | 0 | 0
4102 | 0 | 0.7602 | 158.3443 | 0 | 0 | 0 | 0 | 0 | 0 | 0 | 0 | 0 | 0 | 0.7602 | 0 | 0 | 0
4103 | 0 | 0.7042 | 157.3484 | 0 | 0 | 0 | 0 | 0 | 0 | 0 | 0 | 0 | 0 | 0.7042 | 0 | 0 | 0
4104 | 0 | 0.66094 | 156.4137 | 0 | 0 | 0 | 0 | 0 | 0 | 0 | 0 | 0 | 0 | 0.66094 | 0 | 0 | 0
4105 | 0 | 0.63071 | 155.5218 | 0 | 0 | 0 | 0 | 0 | 0 | 0 | 0 | 0 | 0 | 0.63071 | 0 | 0 | 0
4106 | 0 | 0.60977 | 154.6594 | 0 | 0 | 0 | 0 | 0 | 0 | 0 | 0 | 0 | 0 | 0.60977 | 0 | 0 | 0
4107 | 0 | 0.59784 | 153.8139 | 0 | 0 | 0 | 0 | 0 | 0 | 0 | 0 | 0 | 0 | 0.59784 | 0 | 0 | 0
4108 | 0 | 0.60592 | 152.957 | 0 | 0 | 0 | 0 | 0 | 0 | 0 | 0 | 0 | 0 | 0.60592 | 0 | 0 | 0
4109 | 0 | 0.63368 | 152.0609 | 0 | 0 | 0 | 0 | 0 | 0 | 0 | 0 | 0 | 0 | 0.63368 | 0 | 0 | 0
4110 | 0 | 0.55329 | 151.2784 | 0 | 0 | 0 | 0 | 0 | 0 | 0 | 0 | 0 | 0 | 0.66916 | 0.11588 | 0 | 0
4111 | 0 | 0 | 151.2784 | 0 | 0 | 0 | 0 | 0 | 0 | 0 | 0 | 0 | 0 | 0.69309 | 0.7025 | 0 | 0.009412
4112 | 0 | 0 | 151.2784 | 0 | 0 | 0 | 0 | 0 | 0 | 0 | 0 | 0 | 0 | 0.70499 | 1.8422 | 0 | 1.1372
4113 | 2.1727 | 0 | 152.8147 | 0 | 0 | 0 | 0 | 0 | 0 | 0 | 0 | 0 | 0 | 0.71184 | 2.8845 | 0 | 0
4114 | 2.9294 | 0 | 154.8861 | 0 | 0 | 0 | 0 | 0 | 0 | 0 | 0 | 0 | 0 | 0.72047 | 3.6499 | 0 | 0
4115 | 3.4042 | 0 | 157.2933 | 0 | 0 | 0 | 0 | 0 | 0 | 0 | 0 | 0 | 0 | 0.72286 | 4.1271 | 0 | 0
4116 | 3.6135 | 0 | 159.8484 | 0 | 0 | 0 | 0 | 0 | 0 | 0 | 0 | 0 | 0 | 0.72298 | 4.3365 | 0 | 0
4117 | 3.5758 | 0 | 162.3768 | 0 | 0 | 0 | 0 | 0 | 0 | 0 | 0 | 0 | 0 | 0.7294 | 4.3052 | 0 | 0
4118 | 3.276 | 0 | 164.6934 | 0 | 0 | 0 | 0 | 0 | 0 | 0 | 0 | 0 | 0 | 0.73227 | 4.0083 | 0 | 0
4119 | 2.7584 | 0 | 166.6438 | 0 | 0 | 0 | 0 | 0 | 0 | 0 | 0 | 0 | 0 | 0.74421 | 3.5026 | 0 | 0
4120 | 1.996 | 0 | 168.0552 | 0 | 0 | 0 | 0 | 0 | 0 | 0 | 0 | 0 | 0 | 0.76378 | 2.7598 | 0 | 0
4121 | 1.0114 | 0 | 168.7704 | 0 | 0 | 0 | 0 | 0 | 0 | 0 | 0 | 0 | 0 | 0.78279 | 1.7942 | 0 | 0
4122 | 0 | 0.062131 | 168.6825 | 0 | 0 | 0 | 0 | 0 | 0 | 0 | 0 | 0 | 0 | 0.79648 | 0.73435 | 0 | 0
4123 | 0 | 0.68597 | 167.7124 | 0 | 0 | 0 | 0 | 0 | 0 | 0 | 0 | 0 | 0 | 0.80662 | 0.12065 | 0 | 0
4124 | 0 | 0.81622 | 166.5581 | 0 | 0 | 0 | 0 | 0 | 0 | 0 | 0 | 0 | 0 | 0.81622 | 0 | 0 | 0
4125 | 0 | 0.79667 | 165.4314 | 0 | 0 | 0 | 0 | 0 | 0 | 0 | 0 | 0 | 0 | 0.79667 | 0 | 0 | 0
4126 | 0 | 0.74465 | 164.3783 | 0 | 0 | 0 | 0 | 0 | 0 | 0 | 0 | 0 | 0 | 0.74465 | 0 | 0 | 0
4127 | 0 | 0.69422 | 163.3966 | 0 | 0 | 0 | 0 | 0 | 0 | 0 | 0 | 0 | 0 | 0.69422 | 0 | 0 | 0
4128 | 0 | 0.64913 | 162.4786 | 0 | 0 | 0 | 0 | 0 | 0 | 0 | 0 | 0 | 0 | 0.64913 | 0 | 0 | 0
4129 | 0 | 0.61581 | 161.6077 | 0 | 0 | 0 | 0 | 0 | 0 | 0 | 0 | 0 | 0 | 0.61581 | 0 | 0 | 0
4130 | 0 | 0.59554 | 160.7655 | 0 | 0 | 0 | 0 | 0 | 0 | 0 | 0 | 0 | 0 | 0.59554 | 0 | 0 | 0
4131 | 0 | 0.58352 | 159.9402 | 0 | 0 | 0 | 0 | 0 | 0 | 0 | 0 | 0 | 0 | 0.58352 | 0 | 0 | 0
4132 | 0 | 0.58152 | 159.1178 | 0 | 0 | 0 | 0 | 0 | 0 | 0 | 0 | 0 | 0 | 0.58152 | 0 | 0 | 0
4133 | 0 | 0.59231 | 158.2802 | 0 | 0 | 0 | 0 | 0 | 0 | 0 | 0 | 0 | 0 | 0.59231 | 0 | 0 | 0
4134 | 0 | 0.48662 | 157.592 | 0 | 0 | 0 | 0 | 0 | 0 | 0 | 0 | 0 | 0 | 0.59807 | 0.11145 | 0 | 0
4135 | 0.092418 | 0 | 157.6573 | 0 | 0 | 0 | 0 | 0 | 0 | 0 | 0 | 0 | 0 | 0.60953 | 0.70195 | 0 | 0
4136 | 1.2642 | 0 | 158.5513 | 0 | 0 | 0 | 0 | 0 | 0 | 0 | 0 | 0 | 0 | 0.62045 | 1.8847 | 0 | 0
4137 | 2.3161 | 0 | 160.1891 | 0 | 0 | 0 | 0 | 0 | 0 | 0 | 0 | 0 | 0 | 0.63506 | 2.9512 | 0 | 0
4138 | 3.1261 | 0 | 162.3996 | 0 | 0 | 0 | 0 | 0 | 0 | 0 | 0 | 0 | 0 | 0.63882 | 3.7649 | 0 | 0
4139 | 3.6488 | 0 | 164.9797 | 0 | 0 | 0 | 0 | 0 | 0 | 0 | 0 | 0 | 0 | 0.65001 | 4.2988 | 0 | 0
4140 | 3.8829 | 0 | 167.7253 | 0 | 0 | 0 | 0 | 0 | 0 | 0 | 0 | 0 | 0 | 0.65712 | 4.54 | 0 | 0
4141 | 3.8683 | 0 | 170.4607 | 0 | 0 | 0 | 0 | 0 | 0 | 0 | 0 | 0 | 0 | 0.66551 | 4.5339 | 0 | 0
4142 | 3.5739 | 0 | 172.9878 | 0 | 0 | 0 | 0 | 0 | 0 | 0 | 0 | 0 | 0 | 0.67657 | 4.2505 | 0 | 0
4143 | 3.0246 | 0 | 175.1265 | 0 | 0 | 0 | 0 | 0 | 0 | 0 | 0 | 0 | 0 | 0.71499 | 3.7395 | 0 | 0
4144 | 2.1914 | 0 | 176.676 | 0 | 0 | 0 | 0 | 0 | 0 | 0 | 0 | 0 | 0 | 0.75506 | 2.9465 | 0 | 0
4145 | 1.1132 | 0 | 177.4632 | 0 | 0 | 0 | 0 | 0 | 0 | 0 | 0 | 0 | 0 | 0.79637 | 1.9096 | 0 | 0
4146 | 0 | 0.060306 | 177.3779 | 0 | 0 | 0 | 0 | 0 | 0 | 0 | 0 | 0 | 0 | 0.82416 | 0.76385 | 0 | 0
4147 | 0 | 0.72095 | 176.3584 | 0 | 0 | 0 | 0 | 0 | 0 | 0 | 0 | 0 | 0 | 0.83082 | 0.10988 | 0 | 0
4148 | 0 | 0.83011 | 175.1844 | 0 | 0 | 0 | 0 | 0 | 0 | 0 | 0 | 0 | 0 | 0.83011 | 0 | 0 | 0
4149 | 0 | 0.81184 | 174.0363 | 0 | 0 | 0 | 0 | 0 | 0 | 0 | 0 | 0 | 0 | 0.81184 | 0 | 0 | 0
4150 | 0 | 0.75732 | 172.9653 | 0 | 0 | 0 | 0 | 0 | 0 | 0 | 0 | 0 | 0 | 0.75732 | 0 | 0 | 0
4151 | 0 | 0.70793 | 171.9641 | 0 | 0 | 0 | 0 | 0 | 0 | 0 | 0 | 0 | 0 | 0.70793 | 0 | 0 | 0
4152 | 0 | 0.66088 | 171.0295 | 0 | 0 | 0 | 0 | 0 | 0 | 0 | 0 | 0 | 0 | 0.66088 | 0 | 0 | 0
4153 | 0 | 0.62908 | 170.1398 | 0 | 0 | 0 | 0 | 0 | 0 | 0 | 0 | 0 | 0 | 0.62908 | 0 | 0 | 0
4154 | 0 | 0.60769 | 169.2804 | 0 | 0 | 0 | 0 | 0 | 0 | 0 | 0 | 0 | 0 | 0.60769 | 0 | 0 | 0
4155 | 0 | 0.59137 | 168.4441 | 0 | 0 | 0 | 0 | 0 | 0 | 0 | 0 | 0 | 0 | 0.59137 | 0 | 0 | 0
4156 | 0 | 0.58298 | 167.6196 | 0 | 0 | 0 | 0 | 0 | 0 | 0 | 0 | 0 | 0 | 0.58298 | 0 | 0 | 0
4157 | 0 | 0.58344 | 166.7945 | 0 | 0 | 0 | 0 | 0 | 0 | 0 | 0 | 0 | 0 | 0.58344 | 0 | 0 | 0
4158 | 0 | 0.47518 | 166.1225 | 0 | 0 | 0 | 0 | 0 | 0 | 0 | 0 | 0 | 0 | 0.57953 | 0.10435 | 0 | 0
4159 | 0 | 0 | 166.1225 | 0 | 0 | 0 | 0 | 0 | 0 | 0 | 0 | 0 | 0 | 0.59183 | 0.706 | 0 | 0.11417
4160 | 1.2938 | 0 | 167.0374 | 0 | 0 | 0 | 0 | 0 | 0 | 0 | 0 | 0 | 0 | 0.60508 | 1.8989 | 0 | 0
4161 | 2.3605 | 0 | 168.7065 | 0 | 0 | 0 | 0 | 0 | 0 | 0 | 0 | 0 | 0 | 0.6174 | 2.9779 | 0 | 0
4162 | 3.1594 | 0 | 170.9405 | 0 | 0 | 0 | 0 | 0 | 0 | 0 | 0 | 0 | 0 | 0.63073 | 3.7901 | 0 | 0
4163 | 3.6504 | 0 | 173.5217 | 0 | 0 | 0 | 0 | 0 | 0 | 0 | 0 | 0 | 0 | 0.64983 | 4.3002 | 0 | 0
4164 | 3.879 | 0 | 176.2646 | 0 | 0 | 0 | 0 | 0 | 0 | 0 | 0 | 0 | 0 | 0.66592 | 4.545 | 0 | 0
4165 | 3.8363 | 0 | 178.9773 | 0 | 0 | 0 | 0 | 0 | 0 | 0 | 0 | 0 | 0 | 0.69618 | 4.5325 | 0 | 0
4166 | 3.5352 | 0 | 181.4771 | 0 | 0 | 0 | 0 | 0 | 0 | 0 | 0 | 0 | 0 | 0.73373 | 4.269 | 0 | 0
4167 | 2.9497 | 0 | 183.5628 | 0 | 0 | 0 | 0 | 0 | 0 | 0 | 0 | 0 | 0 | 0.78125 | 3.7309 | 0 | 0
4168 | 2.1206 | 0 | 185.0623 | 0 | 0 | 0 | 0 | 0 | 0 | 0 | 0 | 0 | 0 | 0.82095 | 2.9415 | 0 | 0
4169 | 1.04 | 0 | 185.7977 | 0 | 0 | 0 | 0 | 0 | 0 | 0 | 0 | 0 | 0 | 0.86344 | 1.9035 | 0 | 0
4170 | 0 | 0.1269 | 185.6182 | 0 | 0 | 0 | 0 | 0 | 0 | 0 | 0 | 0 | 0 | 0.89005 | 0.76315 | 0 | 0
4171 | 0 | 0.77647 | 184.5201 | 0 | 0 | 0 | 0 | 0 | 0 | 0 | 0 | 0 | 0 | 0.88687 | 0.1104 | 0 | 0
4172 | 0 | 0.87717 | 183.2796 | 0 | 0 | 0 | 0 | 0 | 0 | 0 | 0 | 0 | 0 | 0.87717 | 0 | 0 | 0
4173 | 0 | 0.84358 | 182.0866 | 0 | 0 | 0 | 0 | 0 | 0 | 0 | 0 | 0 | 0 | 0.84358 | 0 | 0 | 0
4174 | 0 | 0.77804 | 180.9863 | 0 | 0 | 0 | 0 | 0 | 0 | 0 | 0 | 0 | 0 | 0.77804 | 0 | 0 | 0
4175 | 0 | 0.71277 | 179.9783 | 0 | 0 | 0 | 0 | 0 | 0 | 0 | 0 | 0 | 0 | 0.71277 | 0 | 0 | 0
4176 | 0 | 0.66151 | 179.0428 | 0 | 0 | 0 | 0 | 0 | 0 | 0 | 0 | 0 | 0 | 0.66151 | 0 | 0 | 0
4177 | 0 | 0.63014 | 178.1516 | 0 | 0 | 0 | 0 | 0 | 0 | 0 | 0 | 0 | 0 | 0.63014 | 0 | 0 | 0
4178 | 0 | 0.61048 | 177.2883 | 0 | 0 | 0 | 0 | 0 | 0 | 0 | 0 | 0 | 0 | 0.61048 | 0 | 0 | 0
4179 | 0 | 0.60417 | 176.4339 | 0 | 0 | 0 | 0 | 0 | 0 | 0 | 0 | 0 | 0 | 0.60417 | 0 | 0 | 0
4180 | 0 | 0.61062 | 175.5703 | 0 | 0 | 0 | 0 | 0 | 0 | 0 | 0 | 0 | 0 | 0.61062 | 0 | 0 | 0
4181 | 0 | 0.64274 | 174.6613 | 0 | 0 | 0 | 0 | 0 | 0 | 0 | 0 | 0 | 0 | 0.64274 | 0 | 0 | 0
4182 | 0 | 0.58513 | 173.8338 | 0 | 0 | 0 | 0 | 0 | 0 | 0 | 0 | 0 | 0 | 0.68486 | 0.099725 | 0 | 0
4183 | 0 | 0.03498 | 173.7844 | 0 | 0 | 0 | 0 | 0 | 0 | 0 | 0 | 0 | 0 | 0.72458 | 0.6896 | 0 | 0
4184 | 1.129 | 0 | 174.5827 | 0 | 0 | 0 | 0 | 0 | 0 | 0 | 0 | 0 | 0 | 0.74664 | 1.8757 | 0 | 0
4185 | 2.2182 | 0 | 176.1512 | 0 | 0 | 0 | 0 | 0 | 0 | 0 | 0 | 0 | 0 | 0.75715 | 2.9754 | 0 | 0
4186 | 3.0377 | 0 | 178.2992 | 0 | 0 | 0 | 0 | 0 | 0 | 0 | 0 | 0 | 0 | 0.76623 | 3.8039 | 0 | 0
4187 | 3.5583 | 0 | 180.8152 | 0 | 0 | 0 | 0 | 0 | 0 | 0 | 0 | 0 | 0 | 0.7745 | 4.3327 | 0 | 0
4188 | 3.8033 | 0 | 183.5046 | 0 | 0 | 0 | 0 | 0 | 0 | 0 | 0 | 0 | 0 | 0.79217 | 4.5955 | 0 | 0
4189 | 3.7848 | 0 | 186.1809 | 0 | 0 | 0 | 0 | 0 | 0 | 0 | 0 | 0 | 0 | 0.81792 | 4.6028 | 0 | 0
4190 | 3.4889 | 0 | 188.6479 | 0 | 0 | 0 | 0 | 0 | 0 | 0 | 0 | 0 | 0 | 0.847 | 4.3359 | 0 | 0
4191 | 2.911 | 0 | 190.7063 | 0 | 0 | 0 | 0 | 0 | 0 | 0 | 0 | 0 | 0 | 0.88376 | 3.7948 | 0 | 0
4192 | 2.0817 | 0 | 192.1783 | 0 | 0 | 0 | 0 | 0 | 0 | 0 | 0 | 0 | 0 | 0.917 | 2.9987 | 0 | 0
4193 | 1.0055 | 0 | 192.8893 | 0 | 0 | 0 | 0 | 0 | 0 | 0 | 0 | 0 | 0 | 0.9357 | 1.9412 | 0 | 0
4194 | 0 | 0.15497 | 192.6701 | 0 | 0 | 0 | 0 | 0 | 0 | 0 | 0 | 0 | 0 | 0.94087 | 0.7859 | 0 | 0
4195 | 0 | 0.80594 | 191.5304 | 0 | 0 | 0 | 0 | 0 | 0 | 0 | 0 | 0 | 0 | 0.93021 | 0.12427 | 0 | 0
4196 | 0 | 0.91439 | 190.2372 | 0 | 0 | 0 | 0 | 0 | 0 | 0 | 0 | 0 | 0 | 0.91439 | 0 | 0 | 0
4197 | 0 | 0.87261 | 189.0032 | 0 | 0 | 0 | 0 | 0 | 0 | 0 | 0 | 0 | 0 | 0.87261 | 0 | 0 | 0
4198 | 0 | 0.7986 | 187.8738 | 0 | 0 | 0 | 0 | 0 | 0 | 0 | 0 | 0 | 0 | 0.7986 | 0 | 0 | 0
4199 | 0 | 0.73079 | 186.8403 | 0 | 0 | 0 | 0 | 0 | 0 | 0 | 0 | 0 | 0 | 0.73079 | 0 | 0 | 0
4200 | 0 | 0.6794 | 185.8795 | 0 | 0 | 0 | 0 | 0 | 0 | 0 | 0 | 0 | 0 | 0.6794 | 0 | 0 | 0
4201 | 0 | 0.64678 | 184.9648 | 0 | 0 | 0 | 0 | 0 | 0 | 0 | 0 | 0 | 0 | 0.64678 | 0 | 0 | 0
4202 | 0 | 0.62504 | 184.0809 | 0 | 0 | 0 | 0 | 0 | 0 | 0 | 0 | 0 | 0 | 0.62504 | 0 | 0 | 0
4203 | 0 | 0.61316 | 183.2137 | 0 | 0 | 0 | 0 | 0 | 0 | 0 | 0 | 0 | 0 | 0.61316 | 0 | 0 | 0
4204 | 0 | 0.62235 | 182.3336 | 0 | 0 | 0 | 0 | 0 | 0 | 0 | 0 | 0 | 0 | 0.62235 | 0 | 0 | 0
4205 | 0 | 0.64975 | 181.4147 | 0 | 0 | 0 | 0 | 0 | 0 | 0 | 0 | 0 | 0 | 0.64975 | 0 | 0 | 0
4206 | 0 | 0.56363 | 180.6176 | 0 | 0 | 0 | 0 | 0 | 0 | 0 | 0 | 0 | 0 | 0.68625 | 0.12262 | 0 | 0
4207 | 0 | 0.021988 | 180.5865 | 0 | 0 | 0 | 0 | 0 | 0 | 0 | 0 | 0 | 0 | 0.71754 | 0.69555 | 0 | 0
4208 | 1.1178 | 0 | 181.3769 | 0 | 0 | 0 | 0 | 0 | 0 | 0 | 0 | 0 | 0 | 0.73666 | 1.8544 | 0 | 0
4209 | 2.1545 | 0 | 182.9004 | 0 | 0 | 0 | 0 | 0 | 0 | 0 | 0 | 0 | 0 | 0.76178 | 2.9163 | 0 | 0
4210 | 2.9297 | 0 | 184.972 | 0 | 0 | 0 | 0 | 0 | 0 | 0 | 0 | 0 | 0 | 0.7783 | 3.708 | 0 | 0
4211 | 3.4683 | 0 | 187.4245 | 0 | 0 | 0 | 0 | 0 | 0 | 0 | 0 | 0 | 0 | 0.77827 | 4.2466 | 0 | 0
4212 | 3.6968 | 0 | 190.0385 | 0 | 0 | 0 | 0 | 0 | 0 | 0 | 0 | 0 | 0 | 0.77631 | 4.4732 | 0 | 0
4213 | 3.6804 | 0 | 192.641 | 0 | 0 | 0 | 0 | 0 | 0 | 0 | 0 | 0 | 0 | 0.78549 | 4.4659 | 0 | 0
4214 | 3.3929 | 0 | 195.0401 | 0 | 0 | 0 | 0 | 0 | 0 | 0 | 0 | 0 | 0 | 0.80072 | 4.1936 | 0 | 0
4215 | 2.8519 | 0 | 197.0568 | 0 | 0 | 0 | 0 | 0 | 0 | 0 | 0 | 0 | 0 | 0.82403 | 3.6759 | 0 | 0
4216 | 2.0652 | 0 | 198.5171 | 0 | 0 | 0 | 0 | 0 | 0 | 0 | 0 | 0 | 0 | 0.84428 | 2.9095 | 0 | 0
4217 | 1.0421 | 0 | 199.2539 | 0 | 0 | 0 | 0 | 0 | 0 | 0 | 0 | 0 | 0 | 0.85964 | 1.9017 | 0 | 0
4218 | 0 | 0.091642 | 199.1243 | 0 | 0 | 0 | 0 | 0 | 0 | 0 | 0 | 0 | 0 | 0.86714 | 0.7755 | 0 | 0
4219 | 0 | 0.75055 | 198.0629 | 0 | 0 | 0 | 0 | 0 | 0 | 0 | 0 | 0 | 0 | 0.86805 | 0.1175 | 0 | 0
4220 | 0 | 0.86346 | 196.8418 | 0 | 0 | 0 | 0 | 0 | 0 | 0 | 0 | 0 | 0 | 0.86346 | 0 | 0 | 0
4221 | 0 | 0.83158 | 195.6658 | 0 | 0 | 0 | 0 | 0 | 0 | 0 | 0 | 0 | 0 | 0.83158 | 0 | 0 | 0
4222 | 0 | 0.76868 | 194.5787 | 0 | 0 | 0 | 0 | 0 | 0 | 0 | 0 | 0 | 0 | 0.76868 | 0 | 0 | 0
4223 | 0 | 0.70912 | 193.5758 | 0 | 0 | 0 | 0 | 0 | 0 | 0 | 0 | 0 | 0 | 0.70912 | 0 | 0 | 0
4224 | 0 | 0.6637 | 192.6372 | 0 | 0 | 0 | 0 | 0 | 0 | 0 | 0 | 0 | 0 | 0.6637 | 0 | 0 | 0
4225 | 0 | 0.63192 | 191.7435 | 0 | 0 | 0 | 0 | 0 | 0 | 0 | 0 | 0 | 0 | 0.63192 | 0 | 0 | 0
4226 | 0 | 0.61676 | 190.8713 | 0 | 0 | 0 | 0 | 0 | 0 | 0 | 0 | 0 | 0 | 0.61676 | 0 | 0 | 0
4227 | 0 | 0.60347 | 190.0179 | 0 | 0 | 0 | 0 | 0 | 0 | 0 | 0 | 0 | 0 | 0.60347 | 0 | 0 | 0
4228 | 0 | 0.61295 | 189.151 | 0 | 0 | 0 | 0 | 0 | 0 | 0 | 0 | 0 | 0 | 0.61295 | 0 | 0 | 0
4229 | 0 | 0.64447 | 188.2396 | 0 | 0 | 0 | 0 | 0 | 0 | 0 | 0 | 0 | 0 | 0.64447 | 0 | 0 | 0
4230 | 0 | 0.56684 | 187.438 | 0 | 0 | 0 | 0 | 0 | 0 | 0 | 0 | 0 | 0 | 0.67881 | 0.11198 | 0 | 0
4231 | 0 | 0.023045 | 187.4054 | 0 | 0 | 0 | 0 | 0 | 0 | 0 | 0 | 0 | 0 | 0.70749 | 0.68445 | 0 | 0
4232 | 1.0502 | 0 | 188.148 | 0 | 0 | 0 | 0 | 0 | 0 | 0 | 0 | 0 | 0 | 0.72853 | 1.7787 | 0 | 0
4233 | 2.0086 | 0 | 189.5683 | 0 | 0 | 0 | 0 | 0 | 0 | 0 | 0 | 0 | 0 | 0.72917 | 2.7378 | 0 | 0
4234 | 2.7076 | 0 | 191.4829 | 0 | 0 | 0 | 0 | 0 | 0 | 0 | 0 | 0 | 0 | 0.73493 | 3.4426 | 0 | 0
4235 | 3.2104 | 0 | 193.753 | 0 | 0 | 0 | 0 | 0 | 0 | 0 | 0 | 0 | 0 | 0.72469 | 3.9351 | 0 | 0
4236 | 3.5007 | 0 | 196.2284 | 0 | 0 | 0 | 0 | 0 | 0 | 0 | 0 | 0 | 0 | 0.72112 | 4.2218 | 0 | 0
4237 | 3.5208 | 0 | 198.7179 | 0 | 0 | 0 | 0 | 0 | 0 | 0 | 0 | 0 | 0 | 0.7336 | 4.2544 | 0 | 0
4238 | 3.2452 | 0 | 201.0126 | 0 | 0 | 0 | 0 | 0 | 0 | 0 | 0 | 0 | 0 | 0.74953 | 3.9947 | 0 | 0
4239 | 2.7626 | 0 | 202.966 | 0 | 0 | 0 | 0 | 0 | 0 | 0 | 0 | 0 | 0 | 0.77012 | 3.5327 | 0 | 0
4240 | 2.0186 | 0 | 204.3934 | 0 | 0 | 0 | 0 | 0 | 0 | 0 | 0 | 0 | 0 | 0.78544 | 2.8041 | 0 | 0
4241 | 1.02 | 0 | 205.1147 | 0 | 0 | 0 | 0 | 0 | 0 | 0 | 0 | 0 | 0 | 0.81115 | 1.8312 | 0 | 0
4242 | 0 | 0.067362 | 205.0194 | 0 | 0 | 0 | 0 | 0 | 0 | 0 | 0 | 0 | 0 | 0.83061 | 0.76325 | 0 | 0
4243 | 0 | 0.70009 | 204.0294 | 0 | 0 | 0 | 0 | 0 | 0 | 0 | 0 | 0 | 0 | 0.83427 | 0.13417 | 0 | 0
4244 | 0 | 0.83679 | 202.846 | 0 | 0 | 0 | 0 | 0 | 0 | 0 | 0 | 0 | 0 | 0.83679 | 0 | 0 | 0
4245 | 0 | 0.81531 | 201.6929 | 0 | 0 | 0 | 0 | 0 | 0 | 0 | 0 | 0 | 0 | 0.81531 | 0 | 0 | 0
4246 | 0 | 0.75542 | 200.6246 | 0 | 0 | 0 | 0 | 0 | 0 | 0 | 0 | 0 | 0 | 0.75542 | 0 | 0 | 0
4247 | 0 | 0.70253 | 199.6311 | 0 | 0 | 0 | 0 | 0 | 0 | 0 | 0 | 0 | 0 | 0.70253 | 0 | 0 | 0
4248 | 0 | 0.65791 | 198.7007 | 0 | 0 | 0 | 0 | 0 | 0 | 0 | 0 | 0 | 0 | 0.65791 | 0 | 0 | 0
4249 | 0 | 0.62935 | 197.8106 | 0 | 0 | 0 | 0 | 0 | 0 | 0 | 0 | 0 | 0 | 0.62935 | 0 | 0 | 0
4250 | 0 | 0.60928 | 196.949 | 0 | 0 | 0 | 0 | 0 | 0 | 0 | 0 | 0 | 0 | 0.60928 | 0 | 0 | 0
4251 | 0 | 0.59862 | 196.1024 | 0 | 0 | 0 | 0 | 0 | 0 | 0 | 0 | 0 | 0 | 0.59862 | 0 | 0 | 0
4252 | 0 | 0.60882 | 195.2414 | 0 | 0 | 0 | 0 | 0 | 0 | 0 | 0 | 0 | 0 | 0.60882 | 0 | 0 | 0
4253 | 0 | 0.63898 | 194.3377 | 0 | 0 | 0 | 0 | 0 | 0 | 0 | 0 | 0 | 0 | 0.63898 | 0 | 0 | 0
4254 | 0 | 0.54609 | 193.5654 | 0 | 0 | 0 | 0 | 0 | 0 | 0 | 0 | 0 | 0 | 0.67214 | 0.12605 | 0 | 0
4255 | 0 | 0.027688 | 193.5263 | 0 | 0 | 0 | 0 | 0 | 0 | 0 | 0 | 0 | 0 | 0.69409 | 0.6664 | 0 | 0
4256 | 1.0716 | 0 | 194.284 | 0 | 0 | 0 | 0 | 0 | 0 | 0 | 0 | 0 | 0 | 0.70274 | 1.7743 | 0 | 0
4257 | 2.0801 | 0 | 195.7549 | 0 | 0 | 0 | 0 | 0 | 0 | 0 | 0 | 0 | 0 | 0.70644 | 2.7866 | 0 | 0
4258 | 2.8342 | 0 | 197.7589 | 0 | 0 | 0 | 0 | 0 | 0 | 0 | 0 | 0 | 0 | 0.70619 | 3.5404 | 0 | 0
4259 | 3.291 | 0 | 200.086 | 0 | 0 | 0 | 0 | 0 | 0 | 0 | 0 | 0 | 0 | 0.72284 | 4.0138 | 0 | 0
4260 | 3.4954 | 0 | 202.5577 | 0 | 0 | 0 | 0 | 0 | 0 | 0 | 0 | 0 | 0 | 0.71936 | 4.2148 | 0 | 0
4261 | 3.4821 | 0 | 205.0199 | 0 | 0 | 0 | 0 | 0 | 0 | 0 | 0 | 0 | 0 | 0.72991 | 4.212 | 0 | 0
4262 | 3.2323 | 0 | 207.3055 | 0 | 0 | 0 | 0 | 0 | 0 | 0 | 0 | 0 | 0 | 0.7523 | 3.9846 | 0 | 0
4263 | 2.7317 | 0 | 209.2371 | 0 | 0 | 0 | 0 | 0 | 0 | 0 | 0 | 0 | 0 | 0.78134 | 3.513 | 0 | 0
4264 | 1.9708 | 0 | 210.6307 | 0 | 0 | 0 | 0 | 0 | 0 | 0 | 0 | 0 | 0 | 0.79988 | 2.7707 | 0 | 0
4265 | 0.96912 | 0 | 211.3159 | 0 | 0 | 0 | 0 | 0 | 0 | 0 | 0 | 0 | 0 | 0.82818 | 1.7973 | 0 | 0
4266 | 0 | 0.10056 | 211.1737 | 0 | 0 | 0 | 0 | 0 | 0 | 0 | 0 | 0 | 0 | 0.83806 | 0.7375 | 0 | 0
4267 | 0 | 0.70599 | 210.1753 | 0 | 0 | 0 | 0 | 0 | 0 | 0 | 0 | 0 | 0 | 0.83471 | 0.12873 | 0 | 0
4268 | 0 | 0.84053 | 208.9866 | 0 | 0 | 0 | 0 | 0 | 0 | 0 | 0 | 0 | 0 | 0.84053 | 0 | 0 | 0
4269 | 0 | 0.8182 | 207.8295 | 0 | 0 | 0 | 0 | 0 | 0 | 0 | 0 | 0 | 0 | 0.8182 | 0 | 0 | 0
4270 | 0 | 0.76063 | 206.7538 | 0 | 0 | 0 | 0 | 0 | 0 | 0 | 0 | 0 | 0 | 0.76063 | 0 | 0 | 0
4271 | 0 | 0.70705 | 205.7539 | 0 | 0 | 0 | 0 | 0 | 0 | 0 | 0 | 0 | 0 | 0.70705 | 0 | 0 | 0
4272 | 0 | 0.65831 | 204.8229 | 0 | 0 | 0 | 0 | 0 | 0 | 0 | 0 | 0 | 0 | 0.65831 | 0 | 0 | 0
4273 | 0 | 0.62598 | 203.9376 | 0 | 0 | 0 | 0 | 0 | 0 | 0 | 0 | 0 | 0 | 0.62598 | 0 | 0 | 0
4274 | 0 | 0.60783 | 203.078 | 0 | 0 | 0 | 0 | 0 | 0 | 0 | 0 | 0 | 0 | 0.60783 | 0 | 0 | 0
4275 | 0 | 0.59808 | 202.2322 | 0 | 0 | 0 | 0 | 0 | 0 | 0 | 0 | 0 | 0 | 0.59808 | 0 | 0 | 0
4276 | 0 | 0.60485 | 201.3768 | 0 | 0 | 0 | 0 | 0 | 0 | 0 | 0 | 0 | 0 | 0.60485 | 0 | 0 | 0
4277 | 0 | 0.63061 | 200.485 | 0 | 0 | 0 | 0 | 0 | 0 | 0 | 0 | 0 | 0 | 0.63061 | 0 | 0 | 0
4278 | 0 | 0.52581 | 199.7414 | 0 | 0 | 0 | 0 | 0 | 0 | 0 | 0 | 0 | 0 | 0.66304 | 0.13723 | 0 | 0
4279 | 0 | 0.01389 | 199.7218 | 0 | 0 | 0 | 0 | 0 | 0 | 0 | 0 | 0 | 0 | 0.68769 | 0.6738 | 0 | 0
4280 | 0.98788 | 0 | 200.4203 | 0 | 0 | 0 | 0 | 0 | 0 | 0 | 0 | 0 | 0 | 0.70127 | 1.6891 | 0 | 0
4281 | 1.9203 | 0 | 201.7781 | 0 | 0 | 0 | 0 | 0 | 0 | 0 | 0 | 0 | 0 | 0.70397 | 2.6242 | 0 | 0
4282 | 2.6059 | 0 | 203.6208 | 0 | 0 | 0 | 0 | 0 | 0 | 0 | 0 | 0 | 0 | 0.71051 | 3.3165 | 0 | 0
4283 | 3.1422 | 0 | 205.8427 | 0 | 0 | 0 | 0 | 0 | 0 | 0 | 0 | 0 | 0 | 0.72054 | 3.8627 | 0 | 0
4284 | 3.3802 | 0 | 208.2329 | 0 | 0 | 0 | 0 | 0 | 0 | 0 | 0 | 0 | 0 | 0.73331 | 4.1136 | 0 | 0
4285 | 3.389 | 0 | 210.6293 | 0 | 0 | 0 | 0 | 0 | 0 | 0 | 0 | 0 | 0 | 0.75012 | 4.1391 | 0 | 0
4286 | 3.0651 | 0 | 212.7966 | 0 | 0 | 0 | 0 | 0 | 0 | 0 | 0 | 0 | 0 | 0.77596 | 3.8411 | 0 | 0
4287 | 2.5547 | 0 | 214.603 | 0 | 0 | 0 | 0 | 0 | 0 | 0 | 0 | 0 | 0 | 0.79687 | 3.3516 | 0 | 0
4288 | 1.8201 | 0 | 215.89 | 0 | 0 | 0 | 0 | 0 | 0 | 0 | 0 | 0 | 0 | 0.82304 | 2.6431 | 0 | 0
4289 | 0.88721 | 0 | 216.5174 | 0 | 0 | 0 | 0 | 0 | 0 | 0 | 0 | 0 | 0 | 0.84419 | 1.7314 | 0 | 0
4290 | 0 | 0.11991 | 216.3478 | 0 | 0 | 0 | 0 | 0 | 0 | 0 | 0 | 0 | 0 | 0.85451 | 0.7346 | 0 | 0
4291 | 0 | 0.66118 | 215.4127 | 0 | 0 | 0 | 0 | 0 | 0 | 0 | 0 | 0 | 0 | 0.84635 | 0.18518 | 0 | 0
4292 | 0 | 0.84072 | 214.2238 | 0 | 0 | 0 | 0 | 0 | 0 | 0 | 0 | 0 | 0 | 0.84072 | 0 | 0 | 0
4293 | 0 | 0.81981 | 213.0644 | 0 | 0 | 0 | 0 | 0 | 0 | 0 | 0 | 0 | 0 | 0.81981 | 0 | 0 | 0
4294 | 0 | 0.76674 | 211.9801 | 0 | 0 | 0 | 0 | 0 | 0 | 0 | 0 | 0 | 0 | 0.76674 | 0 | 0 | 0
4295 | 0 | 0.70961 | 210.9765 | 0 | 0 | 0 | 0 | 0 | 0 | 0 | 0 | 0 | 0 | 0.70961 | 0 | 0 | 0
4296 | 0 | 0.65891 | 210.0447 | 0 | 0 | 0 | 0 | 0 | 0 | 0 | 0 | 0 | 0 | 0.65891 | 0 | 0 | 0
4297 | 0 | 0.62274 | 209.164 | 0 | 0 | 0 | 0 | 0 | 0 | 0 | 0 | 0 | 0 | 0.62274 | 0 | 0 | 0
4298 | 0 | 0.60089 | 208.3142 | 0 | 0 | 0 | 0 | 0 | 0 | 0 | 0 | 0 | 0 | 0.60089 | 0 | 0 | 0
4299 | 0 | 0.5875 | 207.4833 | 0 | 0 | 0 | 0 | 0 | 0 | 0 | 0 | 0 | 0 | 0.5875 | 0 | 0 | 0
4300 | 0 | 0.58447 | 206.6568 | 0 | 0 | 0 | 0 | 0 | 0 | 0 | 0 | 0 | 0 | 0.58447 | 0 | 0 | 0
4301 | 0 | 0.59134 | 205.8205 | 0 | 0 | 0 | 0 | 0 | 0 | 0 | 0 | 0 | 0 | 0.59134 | 0 | 0 | 0
4302 | 0 | 0.45393 | 205.1785 | 0 | 0 | 0 | 0 | 0 | 0 | 0 | 0 | 0 | 0 | 0.60356 | 0.14963 | 0 | 0
4303 | 0 | 0 | 205.1785 | 0 | 0 | 0 | 0 | 0 | 0 | 0 | 0 | 0 | 0 | 0.62261 | 0.6798 | 0 | 0.057194
4304 | 1.1041 | 0 | 205.9592 | 0 | 0 | 0 | 0 | 0 | 0 | 0 | 0 | 0 | 0 | 0.62342 | 1.7275 | 0 | 0
4305 | 2.1211 | 0 | 207.4591 | 0 | 0 | 0 | 0 | 0 | 0 | 0 | 0 | 0 | 0 | 0.62922 | 2.7504 | 0 | 0
4306 | 2.8844 | 0 | 209.4987 | 0 | 0 | 0 | 0 | 0 | 0 | 0 | 0 | 0 | 0 | 0.64052 | 3.525 | 0 | 0
4307 | 3.3571 | 0 | 211.8725 | 0 | 0 | 0 | 0 | 0 | 0 | 0 | 0 | 0 | 0 | 0.65655 | 4.0137 | 0 | 0
4308 | 3.6022 | 0 | 214.4197 | 0 | 0 | 0 | 0 | 0 | 0 | 0 | 0 | 0 | 0 | 0.67708 | 4.2793 | 0 | 0
4309 | 3.5839 | 0 | 216.9538 | 0 | 0 | 0 | 0 | 0 | 0 | 0 | 0 | 0 | 0 | 0.70117 | 4.2851 | 0 | 0
4310 | 3.3058 | 0 | 219.2914 | 0 | 0 | 0 | 0 | 0 | 0 | 0 | 0 | 0 | 0 | 0.73283 | 4.0386 | 0 | 0
4311 | 2.7917 | 0 | 221.2654 | 0 | 0 | 0 | 0 | 0 | 0 | 0 | 0 | 0 | 0 | 0.75882 | 3.5505 | 0 | 0
4312 | 2.0438 | 0 | 222.7106 | 0 | 0 | 0 | 0 | 0 | 0 | 0 | 0 | 0 | 0 | 0.78007 | 2.8239 | 0 | 0
4313 | 1.0495 | 0 | 223.4527 | 0 | 0 | 0 | 0 | 0 | 0 | 0 | 0 | 0 | 0 | 0.79829 | 1.8478 | 0 | 0
4314 | 0 | 0.03683 | 223.4006 | 0 | 0 | 0 | 0 | 0 | 0 | 0 | 0 | 0 | 0 | 0.80933 | 0.7725 | 0 | 0
4315 | 0 | 0.69084 | 222.4236 | 0 | 0 | 0 | 0 | 0 | 0 | 0 | 0 | 0 | 0 | 0.81184 | 0.121 | 0 | 0
4316 | 0 | 0.8144 | 221.2719 | 0 | 0 | 0 | 0 | 0 | 0 | 0 | 0 | 0 | 0 | 0.8144 | 0 | 0 | 0
4317 | 0 | 0.7966 | 220.1453 | 0 | 0 | 0 | 0 | 0 | 0 | 0 | 0 | 0 | 0 | 0.7966 | 0 | 0 | 0
4318 | 0 | 0.75274 | 219.0808 | 0 | 0 | 0 | 0 | 0 | 0 | 0 | 0 | 0 | 0 | 0.75274 | 0 | 0 | 0
4319 | 0 | 0.69819 | 218.0934 | 0 | 0 | 0 | 0 | 0 | 0 | 0 | 0 | 0 | 0 | 0.69819 | 0 | 0 | 0
4320 | 0 | 0.65188 | 217.1715 | 0 | 0 | 0 | 0 | 0 | 0 | 0 | 0 | 0 | 0 | 0.65188 | 0 | 0 | 0
4321 | 0 | 0.61708 | 216.2988 | 0 | 0 | 0 | 0 | 0 | 0 | 0 | 0 | 0 | 0 | 0.61708 | 0 | 0 | 0
4322 | 0 | 0.59433 | 215.4583 | 0 | 0 | 0 | 0 | 0 | 0 | 0 | 0 | 0 | 0 | 0.59433 | 0 | 0 | 0
4323 | 0 | 0.57764 | 214.6414 | 0 | 0 | 0 | 0 | 0 | 0 | 0 | 0 | 0 | 0 | 0.57764 | 0 | 0 | 0
4324 | 0 | 0.5711 | 213.8337 | 0 | 0 | 0 | 0 | 0 | 0 | 0 | 0 | 0 | 0 | 0.5711 | 0 | 0 | 0
4325 | 0 | 0.57917 | 213.0146 | 0 | 0 | 0 | 0 | 0 | 0 | 0 | 0 | 0 | 0 | 0.57917 | 0 | 0 | 0
4326 | 0 | 0.47078 | 212.3489 | 0 | 0 | 0 | 0 | 0 | 0 | 0 | 0 | 0 | 0 | 0.57988 | 0.1091 | 0 | 0
4327 | 0 | 0 | 212.3489 | 0 | 0 | 0 | 0 | 0 | 0 | 0 | 0 | 0 | 0 | 0.58885 | 0.67175 | 0 | 0.0829
4328 | 1.2291 | 0 | 213.218 | 0 | 0 | 0 | 0 | 0 | 0 | 0 | 0 | 0 | 0 | 0.59557 | 1.8247 | 0 | 0
4329 | 2.2879 | 0 | 214.8358 | 0 | 0 | 0 | 0 | 0 | 0 | 0 | 0 | 0 | 0 | 0.60655 | 2.8944 | 0 | 0
4330 | 3.0674 | 0 | 217.0048 | 0 | 0 | 0 | 0 | 0 | 0 | 0 | 0 | 0 | 0 | 0.62286 | 3.6903 | 0 | 0
4331 | 3.5637 | 0 | 219.5247 | 0 | 0 | 0 | 0 | 0 | 0 | 0 | 0 | 0 | 0 | 0.6433 | 4.207 | 0 | 0
4332 | 3.7627 | 0 | 222.1854 | 0 | 0 | 0 | 0 | 0 | 0 | 0 | 0 | 0 | 0 | 0.66606 | 4.4288 | 0 | 0
4333 | 3.7446 | 0 | 224.8332 | 0 | 0 | 0 | 0 | 0 | 0 | 0 | 0 | 0 | 0 | 0.68707 | 4.4317 | 0 | 0
4334 | 3.4309 | 0 | 227.2592 | 0 | 0 | 0 | 0 | 0 | 0 | 0 | 0 | 0 | 0 | 0.7179 | 4.1487 | 0 | 0
4335 | 2.8591 | 0 | 229.2809 | 0 | 0 | 0 | 0 | 0 | 0 | 0 | 0 | 0 | 0 | 0.75923 | 3.6183 | 0 | 0
4336 | 2.0696 | 0 | 230.7443 | 0 | 0 | 0 | 0 | 0 | 0 | 0 | 0 | 0 | 0 | 0.79703 | 2.8666 | 0 | 0
4337 | 1.0398 | 0 | 231.4796 | 0 | 0 | 0 | 0 | 0 | 0 | 0 | 0 | 0 | 0 | 0.8353 | 1.8751 | 0 | 0
4338 | 0 | 0.085038 | 231.3593 | 0 | 0 | 0 | 0 | 0 | 0 | 0 | 0 | 0 | 0 | 0.85999 | 0.77495 | 0 | 0
4339 | 0 | 0.73287 | 230.3229 | 0 | 0 | 0 | 0 | 0 | 0 | 0 | 0 | 0 | 0 | 0.85465 | 0.12177 | 0 | 0
4340 | 0 | 0.84688 | 229.1252 | 0 | 0 | 0 | 0 | 0 | 0 | 0 | 0 | 0 | 0 | 0.84688 | 0 | 0 | 0
4341 | 0 | 0.81946 | 227.9663 | 0 | 0 | 0 | 0 | 0 | 0 | 0 | 0 | 0 | 0 | 0.81946 | 0 | 0 | 0
4342 | 0 | 0.75494 | 226.8987 | 0 | 0 | 0 | 0 | 0 | 0 | 0 | 0 | 0 | 0 | 0.75494 | 0 | 0 | 0
4343 | 0 | 0.69523 | 225.9155 | 0 | 0 | 0 | 0 | 0 | 0 | 0 | 0 | 0 | 0 | 0.69523 | 0 | 0 | 0
4344 | 0 | 0.6462 | 225.0016 | 0 | 0 | 0 | 0 | 0 | 0 | 0 | 0 | 0 | 0 | 0.6462 | 0 | 0 | 0
4345 | 0 | 0.61054 | 224.1382 | 0 | 0 | 0 | 0 | 0 | 0 | 0 | 0 | 0 | 0 | 0.61054 | 0 | 0 | 0
4346 | 0 | 0.58888 | 223.3054 | 0 | 0 | 0 | 0 | 0 | 0 | 0 | 0 | 0 | 0 | 0.58888 | 0 | 0 | 0
4347 | 0 | 0.58294 | 222.481 | 0 | 0 | 0 | 0 | 0 | 0 | 0 | 0 | 0 | 0 | 0.58294 | 0 | 0 | 0
4348 | 0 | 0.5939 | 221.6411 | 0 | 0 | 0 | 0 | 0 | 0 | 0 | 0 | 0 | 0 | 0.5939 | 0 | 0 | 0
4349 | 0 | 0.62694 | 220.7545 | 0 | 0 | 0 | 0 | 0 | 0 | 0 | 0 | 0 | 0 | 0.62694 | 0 | 0 | 0
4350 | 0 | 0.5317 | 220.0025 | 0 | 0 | 0 | 0 | 0 | 0 | 0 | 0 | 0 | 0 | 0.66412 | 0.13242 | 0 | 0
4351 | 0 | 0.042955 | 219.9418 | 0 | 0 | 0 | 0 | 0 | 0 | 0 | 0 | 0 | 0 | 0.70625 | 0.6633 | 0 | 0
4352 | 1.0255 | 0 | 220.6669 | 0 | 0 | 0 | 0 | 0 | 0 | 0 | 0 | 0 | 0 | 0.72594 | 1.7514 | 0 | 0
4353 | 2.0255 | 0 | 222.0991 | 0 | 0 | 0 | 0 | 0 | 0 | 0 | 0 | 0 | 0 | 0.74389 | 2.7694 | 0 | 0
4354 | 2.7646 | 0 | 224.054 | 0 | 0 | 0 | 0 | 0 | 0 | 0 | 0 | 0 | 0 | 0.76449 | 3.529 | 0 | 0
4355 | 3.2315 | 0 | 226.339 | 0 | 0 | 0 | 0 | 0 | 0 | 0 | 0 | 0 | 0 | 0.77651 | 4.008 | 0 | 0
4356 | 3.4538 | 0 | 228.7812 | 0 | 0 | 0 | 0 | 0 | 0 | 0 | 0 | 0 | 0 | 0.79585 | 4.2496 | 0 | 0
4357 | 3.4047 | 0 | 231.1887 | 0 | 0 | 0 | 0 | 0 | 0 | 0 | 0 | 0 | 0 | 0.83002 | 4.2348 | 0 | 0
4358 | 3.1087 | 0 | 233.387 | 0 | 0 | 0 | 0 | 0 | 0 | 0 | 0 | 0 | 0 | 0.858 | 3.9668 | 0 | 0
4359 | 2.5801 | 0 | 235.2114 | 0 | 0 | 0 | 0 | 0 | 0 | 0 | 0 | 0 | 0 | 0.8922 | 3.4724 | 0 | 0
4360 | 1.8262 | 0 | 236.5027 | 0 | 0 | 0 | 0 | 0 | 0 | 0 | 0 | 0 | 0 | 0.92005 | 2.7463 | 0 | 0
4361 | 0.85106 | 0 | 237.1045 | 0 | 0 | 0 | 0 | 0 | 0 | 0 | 0 | 0 | 0 | 0.94314 | 1.7942 | 0 | 0
4362 | 0 | 0.1945 | 236.8295 | 0 | 0 | 0 | 0 | 0 | 0 | 0 | 0 | 0 | 0 | 0.95395 | 0.75945 | 0 | 0
4363 | 0 | 0.79466 | 235.7057 | 0 | 0 | 0 | 0 | 0 | 0 | 0 | 0 | 0 | 0 | 0.94224 | 0.14758 | 0 | 0
4364 | 0 | 0.91835 | 234.4069 | 0 | 0 | 0 | 0 | 0 | 0 | 0 | 0 | 0 | 0 | 0.91835 | 0 | 0 | 0
4365 | 0 | 0.88115 | 233.1608 | 0 | 0 | 0 | 0 | 0 | 0 | 0 | 0 | 0 | 0 | 0.88115 | 0 | 0 | 0
4366 | 0 | 0.80802 | 232.0181 | 0 | 0 | 0 | 0 | 0 | 0 | 0 | 0 | 0 | 0 | 0.80802 | 0 | 0 | 0
4367 | 0 | 0.74097 | 230.9702 | 0 | 0 | 0 | 0 | 0 | 0 | 0 | 0 | 0 | 0 | 0.74097 | 0 | 0 | 0
4368 | 0 | 0.69014 | 229.9942 | 0 | 0 | 0 | 0 | 0 | 0 | 0 | 0 | 0 | 0 | 0.69014 | 0 | 0 | 0
4369 | 0 | 0.66105 | 229.0593 | 0 | 0 | 0 | 0 | 0 | 0 | 0 | 0 | 0 | 0 | 0.66105 | 0 | 0 | 0
4370 | 0 | 0.63648 | 228.1592 | 0 | 0 | 0 | 0 | 0 | 0 | 0 | 0 | 0 | 0 | 0.63648 | 0 | 0 | 0
4371 | 0 | 0.62436 | 227.2762 | 0 | 0 | 0 | 0 | 0 | 0 | 0 | 0 | 0 | 0 | 0.62436 | 0 | 0 | 0
4372 | 0 | 0.62298 | 226.3952 | 0 | 0 | 0 | 0 | 0 | 0 | 0 | 0 | 0 | 0 | 0.62298 | 0 | 0 | 0
4373 | 0 | 0.64789 | 225.4789 | 0 | 0 | 0 | 0 | 0 | 0 | 0 | 0 | 0 | 0 | 0.64789 | 0 | 0 | 0
4374 | 0 | 0.55089 | 224.6999 | 0 | 0 | 0 | 0 | 0 | 0 | 0 | 0 | 0 | 0 | 0.68332 | 0.13242 | 0 | 0
4375 | 0 | 0.053549 | 224.6241 | 0 | 0 | 0 | 0 | 0 | 0 | 0 | 0 | 0 | 0 | 0.7224 | 0.66885 | 0 | 0
4376 | 0.98858 | 0 | 225.3232 | 0 | 0 | 0 | 0 | 0 | 0 | 0 | 0 | 0 | 0 | 0.74227 | 1.7308 | 0 | 0
4377 | 1.9926 | 0 | 226.7321 | 0 | 0 | 0 | 0 | 0 | 0 | 0 | 0 | 0 | 0 | 0.75245 | 2.745 | 0 | 0
4378 | 2.745 | 0 | 228.6732 | 0 | 0 | 0 | 0 | 0 | 0 | 0 | 0 | 0 | 0 | 0.7602 | 3.5053 | 0 | 0
4379 | 3.2758 | 0 | 230.9895 | 0 | 0 | 0 | 0 | 0 | 0 | 0 | 0 | 0 | 0 | 0.77577 | 4.0516 | 0 | 0
4380 | 3.5058 | 0 | 233.4685 | 0 | 0 | 0 | 0 | 0 | 0 | 0 | 0 | 0 | 0 | 0.78749 | 4.2932 | 0 | 0
4381 | 3.4635 | 0 | 235.9176 | 0 | 0 | 0 | 0 | 0 | 0 | 0 | 0 | 0 | 0 | 0.81623 | 4.2797 | 0 | 0
4382 | 3.168 | 0 | 238.1577 | 0 | 0 | 0 | 0 | 0 | 0 | 0 | 0 | 0 | 0 | 0.84104 | 4.0091 | 0 | 0
4383 | 2.6401 | 0 | 240.0245 | 0 | 0 | 0 | 0 | 0 | 0 | 0 | 0 | 0 | 0 | 0.87374 | 3.5138 | 0 | 0
4384 | 1.8722 | 0 | 241.3483 | 0 | 0 | 0 | 0 | 0 | 0 | 0 | 0 | 0 | 0 | 0.90478 | 2.7769 | 0 | 0
4385 | 0 | 0 | 241.3483 | 0 | 0 | 0 | 0 | 0 | 0 | 0 | 0 | 0 | 0 | 0.9274 | 1.8213 | 0 | 0.89385
4386 | 0 | 0.17518 | 241.1006 | 0 | 0 | 0 | 0 | 0 | 0 | 0 | 0 | 0 | 0 | 0.93653 | 0.76135 | 0 | 0
4387 | 0 | 0.79881 | 239.9709 | 0 | 0 | 0 | 0 | 0 | 0 | 0 | 0 | 0 | 0 | 0.92388 | 0.12507 | 0 | 0
4388 | 0 | 0.91032 | 238.6835 | 0 | 0 | 0 | 0 | 0 | 0 | 0 | 0 | 0 | 0 | 0.91032 | 0 | 0 | 0
4389 | 0 | 0.87863 | 237.4409 | 0 | 0 | 0 | 0 | 0 | 0 | 0 | 0 | 0 | 0 | 0.87863 | 0 | 0 | 0
4390 | 0 | 0.81026 | 236.2951 | 0 | 0 | 0 | 0 | 0 | 0 | 0 | 0 | 0 | 0 | 0.81026 | 0 | 0 | 0
4391 | 0 | 0.7431 | 235.2442 | 0 | 0 | 0 | 0 | 0 | 0 | 0 | 0 | 0 | 0 | 0.7431 | 0 | 0 | 0
4392 | 0 | 0.68931 | 234.2693 | 0 | 0 | 0 | 0 | 0 | 0 | 0 | 0 | 0 | 0 | 0.68931 | 0 | 0 | 0
4393 | 0 | 0.65468 | 233.3435 | 0 | 0 | 0 | 0 | 0 | 0 | 0 | 0 | 0 | 0 | 0.65468 | 0 | 0 | 0
4394 | 0 | 0.63441 | 232.4463 | 0 | 0 | 0 | 0 | 0 | 0 | 0 | 0 | 0 | 0 | 0.63441 | 0 | 0 | 0
4395 | 0 | 0.6229 | 231.5654 | 0 | 0 | 0 | 0 | 0 | 0 | 0 | 0 | 0 | 0 | 0.6229 | 0 | 0 | 0
4396 | 0 | 0.62727 | 230.6783 | 0 | 0 | 0 | 0 | 0 | 0 | 0 | 0 | 0 | 0 | 0.62727 | 0 | 0 | 0
4397 | 0 | 0.6513 | 229.7572 | 0 | 0 | 0 | 0 | 0 | 0 | 0 | 0 | 0 | 0 | 0.6513 | 0 | 0 | 0
4398 | 0 | 0.56007 | 228.9652 | 0 | 0 | 0 | 0 | 0 | 0 | 0 | 0 | 0 | 0 | 0.68409 | 0.12402 | 0 | 0
4399 | 0 | 0.061013 | 228.8789 | 0 | 0 | 0 | 0 | 0 | 0 | 0 | 0 | 0 | 0 | 0.71286 | 0.65185 | 0 | 0
4400 | 1.0363 | 0 | 229.6117 | 0 | 0 | 0 | 0 | 0 | 0 | 0 | 0 | 0 | 0 | 0.7342 | 1.7705 | 0 | 0
4401 | 2.0756 | 0 | 231.0793 | 0 | 0 | 0 | 0 | 0 | 0 | 0 | 0 | 0 | 0 | 0.73967 | 2.8152 | 0 | 0
4402 | 2.8543 | 0 | 233.0976 | 0 | 0 | 0 | 0 | 0 | 0 | 0 | 0 | 0 | 0 | 0.74535 | 3.5997 | 0 | 0
4403 | 3.3813 | 0 | 235.4886 | 0 | 0 | 0 | 0 | 0 | 0 | 0 | 0 | 0 | 0 | 0.75662 | 4.138 | 0 | 0
4404 | 3.6406 | 0 | 238.0628 | 0 | 0 | 0 | 0 | 0 | 0 | 0 | 0 | 0 | 0 | 0.77075 | 4.4113 | 0 | 0
4405 | 3.6299 | 0 | 240.6295 | 0 | 0 | 0 | 0 | 0 | 0 | 0 | 0 | 0 | 0 | 0.78687 | 4.4168 | 0 | 0
4406 | 3.3085 | 0 | 242.969 | 0 | 0 | 0 | 0 | 0 | 0 | 0 | 0 | 0 | 0 | 0.81049 | 4.119 | 0 | 0
4407 | 2.7551 | 0 | 244.9172 | 0 | 0 | 0 | 0 | 0 | 0 | 0 | 0 | 0 | 0 | 0.83875 | 3.5939 | 0 | 0
4408 | 1.9814 | 0 | 246.3183 | 0 | 0 | 0 | 0 | 0 | 0 | 0 | 0 | 0 | 0 | 0.86761 | 2.8491 | 0 | 0
4409 | 0 | 0 | 246.3183 | 0 | 0 | 0 | 0 | 0 | 0 | 0 | 0 | 0 | 0 | 0.89003 | 1.8627 | 0 | 0.97267
4410 | 0 | 0.12406 | 246.1428 | 0 | 0 | 0 | 0 | 0 | 0 | 0 | 0 | 0 | 0 | 0.89831 | 0.77425 | 0 | 0
4411 | 0 | 0.7459 | 245.088 | 0 | 0 | 0 | 0 | 0 | 0 | 0 | 0 | 0 | 0 | 0.88552 | 0.13962 | 0 | 0
4412 | 0 | 0.87316 | 243.8532 | 0 | 0 | 0 | 0 | 0 | 0 | 0 | 0 | 0 | 0 | 0.87316 | 0 | 0 | 0
4413 | 0 | 0.84669 | 242.6558 | 0 | 0 | 0 | 0 | 0 | 0 | 0 | 0 | 0 | 0 | 0.84669 | 0 | 0 | 0
4414 | 0 | 0.78696 | 241.5428 | 0 | 0 | 0 | 0 | 0 | 0 | 0 | 0 | 0 | 0 | 0.78696 | 0 | 0 | 0
4415 | 0 | 0.7265 | 240.5154 | 0 | 0 | 0 | 0 | 0 | 0 | 0 | 0 | 0 | 0 | 0.7265 | 0 | 0 | 0
4416 | 0 | 0.67958 | 239.5543 | 0 | 0 | 0 | 0 | 0 | 0 | 0 | 0 | 0 | 0 | 0.67958 | 0 | 0 | 0
4417 | 0 | 0.6428 | 238.6453 | 0 | 0 | 0 | 0 | 0 | 0 | 0 | 0 | 0 | 0 | 0.6428 | 0 | 0 | 0
4418 | 0 | 0.61988 | 237.7686 | 0 | 0 | 0 | 0 | 0 | 0 | 0 | 0 | 0 | 0 | 0.61988 | 0 | 0 | 0
4419 | 0 | 0.60344 | 236.9152 | 0 | 0 | 0 | 0 | 0 | 0 | 0 | 0 | 0 | 0 | 0.60344 | 0 | 0 | 0
4420 | 0 | 0.60059 | 236.0659 | 0 | 0 | 0 | 0 | 0 | 0 | 0 | 0 | 0 | 0 | 0.60059 | 0 | 0 | 0
4421 | 0 | 0.60473 | 235.2107 | 0 | 0 | 0 | 0 | 0 | 0 | 0 | 0 | 0 | 0 | 0.60473 | 0 | 0 | 0
4422 | 0 | 0.48339 | 234.527 | 0 | 0 | 0 | 0 | 0 | 0 | 0 | 0 | 0 | 0 | 0.60366 | 0.12028 | 0 | 0
4423 | 0 | 0 | 234.527 | 0 | 0 | 0 | 0 | 0 | 0 | 0 | 0 | 0 | 0 | 0.61586 | 0.65155 | 0 | 0.035688
4424 | 1.157 | 0 | 235.3452 | 0 | 0 | 0 | 0 | 0 | 0 | 0 | 0 | 0 | 0 | 0.61757 | 1.7746 | 0 | 0
4425 | 2.2058 | 0 | 236.9049 | 0 | 0 | 0 | 0 | 0 | 0 | 0 | 0 | 0 | 0 | 0.62117 | 2.827 | 0 | 0
4426 | 2.9994 | 0 | 239.0258 | 0 | 0 | 0 | 0 | 0 | 0 | 0 | 0 | 0 | 0 | 0.62444 | 3.6239 | 0 | 0
4427 | 3.5149 | 0 | 241.5112 | 0 | 0 | 0 | 0 | 0 | 0 | 0 | 0 | 0 | 0 | 0.63054 | 4.1455 | 0 | 0
4428 | 3.756 | 0 | 244.1671 | 0 | 0 | 0 | 0 | 0 | 0 | 0 | 0 | 0 | 0 | 0.64721 | 4.4032 | 0 | 0
4429 | 3.7482 | 0 | 246.8176 | 0 | 0 | 0 | 0 | 0 | 0 | 0 | 0 | 0 | 0 | 0.66525 | 4.4135 | 0 | 0
4430 | 3.4738 | 0 | 249.2739 | 0 | 0 | 0 | 0 | 0 | 0 | 0 | 0 | 0 | 0 | 0.69478 | 4.1685 | 0 | 0
4431 | 2.9344 | 0 | 251.3488 | 0 | 0 | 0 | 0 | 0 | 0 | 0 | 0 | 0 | 0 | 0.73208 | 3.6665 | 0 | 0
4432 | 2.1409 | 0 | 252.8627 | 0 | 0 | 0 | 0 | 0 | 0 | 0 | 0 | 0 | 0 | 0.76619 | 2.9071 | 0 | 0
4433 | 0 | 0 | 252.8627 | 0 | 0 | 0 | 0 | 0 | 0 | 0 | 0 | 0 | 0 | 0.798 | 1.9006 | 0 | 1.1026
4434 | 0 | 0.024059 | 252.8286 | 0 | 0 | 0 | 0 | 0 | 0 | 0 | 0 | 0 | 0 | 0.81451 | 0.79045 | 0 | 0
4435 | 0 | 0.68784 | 251.8559 | 0 | 0 | 0 | 0 | 0 | 0 | 0 | 0 | 0 | 0 | 0.80606 | 0.11822 | 0 | 0
4436 | 0 | 0.795 | 250.7316 | 0 | 0 | 0 | 0 | 0 | 0 | 0 | 0 | 0 | 0 | 0.795 | 0 | 0 | 0
4437 | 0 | 0.77055 | 249.6419 | 0 | 0 | 0 | 0 | 0 | 0 | 0 | 0 | 0 | 0 | 0.77055 | 0 | 0 | 0
4438 | 0 | 0.7405 | 248.5946 | 0 | 0 | 0 | 0 | 0 | 0 | 0 | 0 | 0 | 0 | 0.7405 | 0 | 0 | 0
4439 | 0 | 0.69697 | 247.609 | 0 | 0 | 0 | 0 | 0 | 0 | 0 | 0 | 0 | 0 | 0.69697 | 0 | 0 | 0
4440 | 0 | 0.65882 | 246.6772 | 0 | 0 | 0 | 0 | 0 | 0 | 0 | 0 | 0 | 0 | 0.65882 | 0 | 0 | 0
4441 | 0 | 0.63145 | 245.7842 | 0 | 0 | 0 | 0 | 0 | 0 | 0 | 0 | 0 | 0 | 0.63145 | 0 | 0 | 0
4442 | 0 | 0.60971 | 244.922 | 0 | 0 | 0 | 0 | 0 | 0 | 0 | 0 | 0 | 0 | 0.60971 | 0 | 0 | 0
4443 | 0 | 0.60006 | 244.0734 | 0 | 0 | 0 | 0 | 0 | 0 | 0 | 0 | 0 | 0 | 0.60006 | 0 | 0 | 0
4444 | 0 | 0.6063 | 243.2159 | 0 | 0 | 0 | 0 | 0 | 0 | 0 | 0 | 0 | 0 | 0.6063 | 0 | 0 | 0
4445 | 0 | 0.62471 | 242.3324 | 0 | 0 | 0 | 0 | 0 | 0 | 0 | 0 | 0 | 0 | 0.62471 | 0 | 0 | 0
4446 | 0 | 0.53405 | 241.5772 | 0 | 0 | 0 | 0 | 0 | 0 | 0 | 0 | 0 | 0 | 0.6464 | 0.11235 | 0 | 0
4447 | 0 | 0.008523 | 241.5651 | 0 | 0 | 0 | 0 | 0 | 0 | 0 | 0 | 0 | 0 | 0.66537 | 0.65685 | 0 | 0
4448 | 1.1468 | 0 | 242.3761 | 0 | 0 | 0 | 0 | 0 | 0 | 0 | 0 | 0 | 0 | 0.67863 | 1.8255 | 0 | 0
4449 | 2.2394 | 0 | 243.9596 | 0 | 0 | 0 | 0 | 0 | 0 | 0 | 0 | 0 | 0 | 0.68486 | 2.9243 | 0 | 0
4450 | 3.0713 | 0 | 246.1313 | 0 | 0 | 0 | 0 | 0 | 0 | 0 | 0 | 0 | 0 | 0.69347 | 3.7648 | 0 | 0
4451 | 3.6232 | 0 | 248.6934 | 0 | 0 | 0 | 0 | 0 | 0 | 0 | 0 | 0 | 0 | 0.70782 | 4.3311 | 0 | 0
4452 | 3.8579 | 0 | 251.4213 | 0 | 0 | 0 | 0 | 0 | 0 | 0 | 0 | 0 | 0 | 0.72199 | 4.5799 | 0 | 0
4453 | 0 | 0 | 251.4213 | 0 | 0 | 0 | 0 | 0 | 0 | 0 | 0 | 0 | 0 | 0.75375 | 4.5773 | 0 | 3.8235
4454 | 0 | 0 | 251.4213 | 0 | 0 | 0 | 0 | 0 | 0 | 0 | 0 | 0 | 0 | 0.79284 | 4.2796 | 0 | 3.4868
4455 | 0 | 0 | 251.4213 | 0 | 0 | 0 | 0 | 0 | 0 | 0 | 0 | 0 | 0 | 0.83868 | 3.7377 | 0 | 2.899
4456 | 0 | 0 | 251.4213 | 0 | 0 | 0 | 0 | 0 | 0 | 0 | 0 | 0 | 0 | 0.87804 | 2.9291 | 0 | 2.051
4457 | 0 | 0 | 251.4213 | 0 | 0 | 0 | 0 | 0 | 0 | 0 | 0 | 0 | 0 | 0.91133 | 1.9019 | 0 | 0.99057
4458 | 0 | 0.13744 | 251.2269 | 0 | 0 | 0 | 0 | 0 | 0 | 0 | 0 | 0 | 0 | 0.92449 | 0.78705 | 0 | 0
4459 | 0 | 0.79062 | 250.1088 | 0 | 0 | 0 | 0 | 0 | 0 | 0 | 0 | 0 | 0 | 0.90964 | 0.11903 | 0 | 0
4460 | 0 | 0.89142 | 248.8482 | 0 | 0 | 0 | 0 | 0 | 0 | 0 | 0 | 0 | 0 | 0.89142 | 0 | 0 | 0
4461 | 0 | 0.86069 | 247.631 | 0 | 0 | 0 | 0 | 0 | 0 | 0 | 0 | 0 | 0 | 0.86069 | 0 | 0 | 0
4462 | 0 | 0.80574 | 246.4915 | 0 | 0 | 0 | 0 | 0 | 0 | 0 | 0 | 0 | 0 | 0.80574 | 0 | 0 | 0
4463 | 0 | 0.74249 | 245.4414 | 0 | 0 | 0 | 0 | 0 | 0 | 0 | 0 | 0 | 0 | 0.74249 | 0 | 0 | 0
4464 | 0 | 0.68465 | 244.4732 | 0 | 0 | 0 | 0 | 0 | 0 | 0 | 0 | 0 | 0 | 0.68465 | 0 | 0 | 0
4465 | 0 | 0.64852 | 243.5561 | 0 | 0 | 0 | 0 | 0 | 0 | 0 | 0 | 0 | 0 | 0.64852 | 0 | 0 | 0
4466 | 0 | 0.62362 | 242.6741 | 0 | 0 | 0 | 0 | 0 | 0 | 0 | 0 | 0 | 0 | 0.62362 | 0 | 0 | 0
4467 | 0 | 0.6054 | 241.818 | 0 | 0 | 0 | 0 | 0 | 0 | 0 | 0 | 0 | 0 | 0.6054 | 0 | 0 | 0
4468 | 0 | 0.60286 | 240.9654 | 0 | 0 | 0 | 0 | 0 | 0 | 0 | 0 | 0 | 0 | 0.60286 | 0 | 0 | 0
4469 | 0 | 0.6064 | 240.1078 | 0 | 0 | 0 | 0 | 0 | 0 | 0 | 0 | 0 | 0 | 0.6064 | 0 | 0 | 0
4470 | 0 | 0.51734 | 239.3762 | 0 | 0 | 0 | 0 | 0 | 0 | 0 | 0 | 0 | 0 | 0.62084 | 0.1035 | 0 | 0
4471 | 0 | 0 | 239.3762 | 0 | 0 | 0 | 0 | 0 | 0 | 0 | 0 | 0 | 0 | 0.63021 | 0.65575 | 0 | 0.025537
4472 | 1.2041 | 0 | 240.2277 | 0 | 0 | 0 | 0 | 0 | 0 | 0 | 0 | 0 | 0 | 0.6439 | 1.848 | 0 | 0
4473 | 2.3139 | 0 | 241.8638 | 0 | 0 | 0 | 0 | 0 | 0 | 0 | 0 | 0 | 0 | 0.65455 | 2.9684 | 0 | 0
4474 | 3.1576 | 0 | 244.0966 | 0 | 0 | 0 | 0 | 0 | 0 | 0 | 0 | 0 | 0 | 0.6657 | 3.8233 | 0 | 0
4475 | 3.6721 | 0 | 246.6931 | 0 | 0 | 0 | 0 | 0 | 0 | 0 | 0 | 0 | 0 | 0.67439 | 4.3464 | 0 | 0
4476 | 3.9257 | 0 | 249.469 | 0 | 0 | 0 | 0 | 0 | 0 | 0 | 0 | 0 | 0 | 0.69161 | 4.6173 | 0 | 0
4477 | 3.8658 | 0 | 252.2026 | 0 | 0 | 0 | 0 | 0 | 0 | 0 | 0 | 0 | 0 | 0.71668 | 4.5825 | 0 | 0
4478 | 3.558 | 0 | 254.7184 | 0 | 0 | 0 | 0 | 0 | 0 | 0 | 0 | 0 | 0 | 0.74968 | 4.3076 | 0 | 0
4479 | 2.989 | 0 | 256.832 | 0 | 0 | 0 | 0 | 0 | 0 | 0 | 0 | 0 | 0 | 0.79323 | 3.7822 | 0 | 0
4480 | 2.1413 | 0 | 258.3461 | 0 | 0 | 0 | 0 | 0 | 0 | 0 | 0 | 0 | 0 | 0.83068 | 2.972 | 0 | 0
4481 | 1.068 | 0 | 259.1013 | 0 | 0 | 0 | 0 | 0 | 0 | 0 | 0 | 0 | 0 | 0.85822 | 1.9262 | 0 | 0
4482 | 0 | 0.077226 | 258.992 | 0 | 0 | 0 | 0 | 0 | 0 | 0 | 0 | 0 | 0 | 0.87218 | 0.79495 | 0 | 0
4483 | 0 | 0.74056 | 257.9447 | 0 | 0 | 0 | 0 | 0 | 0 | 0 | 0 | 0 | 0 | 0.86126 | 0.1207 | 0 | 0
4484 | 0 | 0.85435 | 256.7365 | 0 | 0 | 0 | 0 | 0 | 0 | 0 | 0 | 0 | 0 | 0.85435 | 0 | 0 | 0
4485 | 0 | 0.82582 | 255.5686 | 0 | 0 | 0 | 0 | 0 | 0 | 0 | 0 | 0 | 0 | 0.82582 | 0 | 0 | 0
4486 | 0 | 0.7705 | 254.479 | 0 | 0 | 0 | 0 | 0 | 0 | 0 | 0 | 0 | 0 | 0.7705 | 0 | 0 | 0
4487 | 0 | 0.71297 | 253.4707 | 0 | 0 | 0 | 0 | 0 | 0 | 0 | 0 | 0 | 0 | 0.71297 | 0 | 0 | 0
4488 | 0 | 0.66346 | 252.5324 | 0 | 0 | 0 | 0 | 0 | 0 | 0 | 0 | 0 | 0 | 0.66346 | 0 | 0 | 0
4489 | 0 | 0.63021 | 251.6412 | 0 | 0 | 0 | 0 | 0 | 0 | 0 | 0 | 0 | 0 | 0.63021 | 0 | 0 | 0
4490 | 0 | 0.60697 | 250.7828 | 0 | 0 | 0 | 0 | 0 | 0 | 0 | 0 | 0 | 0 | 0.60697 | 0 | 0 | 0
4491 | 0 | 0.58976 | 249.9487 | 0 | 0 | 0 | 0 | 0 | 0 | 0 | 0 | 0 | 0 | 0.58976 | 0 | 0 | 0
4492 | 0 | 0.58446 | 249.1222 | 0 | 0 | 0 | 0 | 0 | 0 | 0 | 0 | 0 | 0 | 0.58446 | 0 | 0 | 0
4493 | 0 | 0.58608 | 248.2933 | 0 | 0 | 0 | 0 | 0 | 0 | 0 | 0 | 0 | 0 | 0.58608 | 0 | 0 | 0
4494 | 0 | 0.48765 | 247.6037 | 0 | 0 | 0 | 0 | 0 | 0 | 0 | 0 | 0 | 0 | 0.58642 | 0.098775 | 0 | 0
4495 | 0 | 0 | 247.6037 | 0 | 0 | 0 | 0 | 0 | 0 | 0 | 0 | 0 | 0 | 0.60609 | 0.62775 | 0 | 0.021659
4496 | 1.178 | 0 | 248.4367 | 0 | 0 | 0 | 0 | 0 | 0 | 0 | 0 | 0 | 0 | 0.61523 | 1.7932 | 0 | 0
4497 | 2.2696 | 0 | 250.0415 | 0 | 0 | 0 | 0 | 0 | 0 | 0 | 0 | 0 | 0 | 0.61935 | 2.8889 | 0 | 0
4498 | 3.1161 | 0 | 252.2449 | 0 | 0 | 0 | 0 | 0 | 0 | 0 | 0 | 0 | 0 | 0.61468 | 3.7308 | 0 | 0
4499 | 3.6565 | 0 | 254.8304 | 0 | 0 | 0 | 0 | 0 | 0 | 0 | 0 | 0 | 0 | 0.6278 | 4.2843 | 0 | 0
4500 | 3.8869 | 0 | 257.5788 | 0 | 0 | 0 | 0 | 0 | 0 | 0 | 0 | 0 | 0 | 0.63679 | 4.5236 | 0 | 0
4501 | 3.8853 | 0 | 260.3261 | 0 | 0 | 0 | 0 | 0 | 0 | 0 | 0 | 0 | 0 | 0.64482 | 4.5301 | 0 | 0
4502 | 3.5659 | 0 | 262.8476 | 0 | 0 | 0 | 0 | 0 | 0 | 0 | 0 | 0 | 0 | 0.66416 | 4.2301 | 0 | 0
4503 | 3.0008 | 0 | 264.9696 | 0 | 0 | 0 | 0 | 0 | 0 | 0 | 0 | 0 | 0 | 0.69701 | 3.6978 | 0 | 0
4504 | 2.1807 | 0 | 266.5115 | 0 | 0 | 0 | 0 | 0 | 0 | 0 | 0 | 0 | 0 | 0.73834 | 2.919 | 0 | 0
4505 | 1.1186 | 0 | 267.3025 | 0 | 0 | 0 | 0 | 0 | 0 | 0 | 0 | 0 | 0 | 0.7798 | 1.8984 | 0 | 0
4506 | 0 | 0.026074 | 267.2656 | 0 | 0 | 0 | 0 | 0 | 0 | 0 | 0 | 0 | 0 | 0.80907 | 0.783 | 0 | 0
4507 | 0 | 0.68849 | 266.292 | 0 | 0 | 0 | 0 | 0 | 0 | 0 | 0 | 0 | 0 | 0.80844 | 0.11995 | 0 | 0
4508 | 0 | 0.80956 | 265.1471 | 0 | 0 | 0 | 0 | 0 | 0 | 0 | 0 | 0 | 0 | 0.80956 | 0 | 0 | 0
4509 | 0 | 0.78869 | 264.0317 | 0 | 0 | 0 | 0 | 0 | 0 | 0 | 0 | 0 | 0 | 0.78869 | 0 | 0 | 0
4510 | 0 | 0.72892 | 263.0009 | 0 | 0 | 0 | 0 | 0 | 0 | 0 | 0 | 0 | 0 | 0.72892 | 0 | 0 | 0
4511 | 0 | 0.67209 | 262.0504 | 0 | 0 | 0 | 0 | 0 | 0 | 0 | 0 | 0 | 0 | 0.67209 | 0 | 0 | 0
4512 | 0 | 0.62984 | 261.1597 | 0 | 0 | 0 | 0 | 0 | 0 | 0 | 0 | 0 | 0 | 0.62984 | 0 | 0 | 0
4513 | 0 | 0.60168 | 260.3088 | 0 | 0 | 0 | 0 | 0 | 0 | 0 | 0 | 0 | 0 | 0.60168 | 0 | 0 | 0
4514 | 0 | 0.58723 | 259.4783 | 0 | 0 | 0 | 0 | 0 | 0 | 0 | 0 | 0 | 0 | 0.58723 | 0 | 0 | 0
4515 | 0 | 0.58564 | 258.6501 | 0 | 0 | 0 | 0 | 0 | 0 | 0 | 0 | 0 | 0 | 0.58564 | 0 | 0 | 0
4516 | 0 | 0.60369 | 257.7963 | 0 | 0 | 0 | 0 | 0 | 0 | 0 | 0 | 0 | 0 | 0.60369 | 0 | 0 | 0
4517 | 0 | 0.62869 | 256.9072 | 0 | 0 | 0 | 0 | 0 | 0 | 0 | 0 | 0 | 0 | 0.62869 | 0 | 0 | 0
4518 | 0 | 0.56934 | 256.102 | 0 | 0 | 0 | 0 | 0 | 0 | 0 | 0 | 0 | 0 | 0.66797 | 0.098625 | 0 | 0
4519 | 0 | 0.089013 | 255.9762 | 0 | 0 | 0 | 0 | 0 | 0 | 0 | 0 | 0 | 0 | 0.70566 | 0.61665 | 0 | 0
4520 | 1.0557 | 0 | 256.7227 | 0 | 0 | 0 | 0 | 0 | 0 | 0 | 0 | 0 | 0 | 0.73248 | 1.7882 | 0 | 0
4521 | 2.1429 | 0 | 258.2379 | 0 | 0 | 0 | 0 | 0 | 0 | 0 | 0 | 0 | 0 | 0.74352 | 2.8864 | 0 | 0
4522 | 2.9869 | 0 | 260.3499 | 0 | 0 | 0 | 0 | 0 | 0 | 0 | 0 | 0 | 0 | 0.73984 | 3.7267 | 0 | 0
4523 | 3.5298 | 0 | 262.8459 | 0 | 0 | 0 | 0 | 0 | 0 | 0 | 0 | 0 | 0 | 0.74061 | 4.2704 | 0 | 0
4524 | 3.8074 | 0 | 265.5381 | 0 | 0 | 0 | 0 | 0 | 0 | 0 | 0 | 0 | 0 | 0.74012 | 4.5475 | 0 | 0
4525 | 3.8188 | 0 | 268.2384 | 0 | 0 | 0 | 0 | 0 | 0 | 0 | 0 | 0 | 0 | 0.74375 | 4.5625 | 0 | 0
4526 | 3.5215 | 0 | 270.7285 | 0 | 0 | 0 | 0 | 0 | 0 | 0 | 0 | 0 | 0 | 0.76158 | 4.2831 | 0 | 0
4527 | 2.9469 | 0 | 272.8123 | 0 | 0 | 0 | 0 | 0 | 0 | 0 | 0 | 0 | 0 | 0.77946 | 3.7264 | 0 | 0
4528 | 2.1352 | 0 | 274.3221 | 0 | 0 | 0 | 0 | 0 | 0 | 0 | 0 | 0 | 0 | 0.80788 | 2.943 | 0 | 0
4529 | 1.0733 | 0 | 275.081 | 0 | 0 | 0 | 0 | 0 | 0 | 0 | 0 | 0 | 0 | 0.83702 | 1.9103 | 0 | 0
4530 | 0 | 0.071673 | 274.9797 | 0 | 0 | 0 | 0 | 0 | 0 | 0 | 0 | 0 | 0 | 0.85262 | 0.78095 | 0 | 0
4531 | 0 | 0.7433 | 273.9285 | 0 | 0 | 0 | 0 | 0 | 0 | 0 | 0 | 0 | 0 | 0.8502 | 0.1069 | 0 | 0
4532 | 0 | 0.85219 | 272.7233 | 0 | 0 | 0 | 0 | 0 | 0 | 0 | 0 | 0 | 0 | 0.85219 | 0 | 0 | 0
4533 | 0 | 0.82892 | 271.551 | 0 | 0 | 0 | 0 | 0 | 0 | 0 | 0 | 0 | 0 | 0.82892 | 0 | 0 | 0
4534 | 0 | 0.76497 | 270.4692 | 0 | 0 | 0 | 0 | 0 | 0 | 0 | 0 | 0 | 0 | 0.76497 | 0 | 0 | 0
4535 | 0 | 0.70656 | 269.47 | 0 | 0 | 0 | 0 | 0 | 0 | 0 | 0 | 0 | 0 | 0.70656 | 0 | 0 | 0
4536 | 0 | 0.66337 | 268.5318 | 0 | 0 | 0 | 0 | 0 | 0 | 0 | 0 | 0 | 0 | 0.66337 | 0 | 0 | 0
4537 | 0 | 0.63341 | 267.636 | 0 | 0 | 0 | 0 | 0 | 0 | 0 | 0 | 0 | 0 | 0.63341 | 0 | 0 | 0
4538 | 0 | 0.61399 | 266.7677 | 0 | 0 | 0 | 0 | 0 | 0 | 0 | 0 | 0 | 0 | 0.61399 | 0 | 0 | 0
4539 | 0 | 0.60401 | 265.9135 | 0 | 0 | 0 | 0 | 0 | 0 | 0 | 0 | 0 | 0 | 0.60401 | 0 | 0 | 0
4540 | 0 | 0.61699 | 265.041 | 0 | 0 | 0 | 0 | 0 | 0 | 0 | 0 | 0 | 0 | 0.61699 | 0 | 0 | 0
4541 | 0 | 0.64749 | 264.1253 | 0 | 0 | 0 | 0 | 0 | 0 | 0 | 0 | 0 | 0 | 0.64749 | 0 | 0 | 0
4542 | 0 | 0.59018 | 263.2907 | 0 | 0 | 0 | 0 | 0 | 0 | 0 | 0 | 0 | 0 | 0.68375 | 0.093575 | 0 | 0
4543 | 0 | 0.11218 | 263.132 | 0 | 0 | 0 | 0 | 0 | 0 | 0 | 0 | 0 | 0 | 0.71523 | 0.60305 | 0 | 0
4544 | 0.8382 | 0 | 263.7247 | 0 | 0 | 0 | 0 | 0 | 0 | 0 | 0 | 0 | 0 | 0.7336 | 1.5718 | 0 | 0
4545 | 1.6832 | 0 | 264.9149 | 0 | 0 | 0 | 0 | 0 | 0 | 0 | 0 | 0 | 0 | 0.73548 | 2.4186 | 0 | 0
4546 | 2.4647 | 0 | 266.6577 | 0 | 0 | 0 | 0 | 0 | 0 | 0 | 0 | 0 | 0 | 0.73866 | 3.2033 | 0 | 0
4547 | 3.495 | 0 | 269.129 | 0 | 0 | 0 | 0 | 0 | 0 | 0 | 0 | 0 | 0 | 0.74816 | 4.2431 | 0 | 0
4548 | 3.7753 | 0 | 271.7986 | 0 | 0 | 0 | 0 | 0 | 0 | 0 | 0 | 0 | 0 | 0.76208 | 4.5374 | 0 | 0
4549 | 3.7178 | 0 | 274.4275 | 0 | 0 | 0 | 0 | 0 | 0 | 0 | 0 | 0 | 0 | 0.79122 | 4.5091 | 0 | 0
4550 | 3.4097 | 0 | 276.8385 | 0 | 0 | 0 | 0 | 0 | 0 | 0 | 0 | 0 | 0 | 0.81517 | 4.2249 | 0 | 0
4551 | 2.8272 | 0 | 278.8377 | 0 | 0 | 0 | 0 | 0 | 0 | 0 | 0 | 0 | 0 | 0.85195 | 3.6792 | 0 | 0
4552 | 2.0194 | 0 | 280.2656 | 0 | 0 | 0 | 0 | 0 | 0 | 0 | 0 | 0 | 0 | 0.8854 | 2.9048 | 0 | 0
4553 | 0.97429 | 0 | 280.9545 | 0 | 0 | 0 | 0 | 0 | 0 | 0 | 0 | 0 | 0 | 0.91321 | 1.8875 | 0 | 0
4554 | 0 | 0.15542 | 280.7347 | 0 | 0 | 0 | 0 | 0 | 0 | 0 | 0 | 0 | 0 | 0.92067 | 0.76525 | 0 | 0
4555 | 0 | 0.79882 | 279.605 | 0 | 0 | 0 | 0 | 0 | 0 | 0 | 0 | 0 | 0 | 0.90885 | 0.11002 | 0 | 0
4556 | 0 | 0.90218 | 278.3292 | 0 | 0 | 0 | 0 | 0 | 0 | 0 | 0 | 0 | 0 | 0.90218 | 0 | 0 | 0
4557 | 0 | 0.86898 | 277.1002 | 0 | 0 | 0 | 0 | 0 | 0 | 0 | 0 | 0 | 0 | 0.86898 | 0 | 0 | 0
4558 | 0 | 0.80242 | 275.9654 | 0 | 0 | 0 | 0 | 0 | 0 | 0 | 0 | 0 | 0 | 0.80242 | 0 | 0 | 0
4559 | 0 | 0.73775 | 274.9221 | 0 | 0 | 0 | 0 | 0 | 0 | 0 | 0 | 0 | 0 | 0.73775 | 0 | 0 | 0
4560 | 0 | 0.68709 | 273.9504 | 0 | 0 | 0 | 0 | 0 | 0 | 0 | 0 | 0 | 0 | 0.68709 | 0 | 0 | 0
4561 | 0 | 0.65591 | 273.0228 | 0 | 0 | 0 | 0 | 0 | 0 | 0 | 0 | 0 | 0 | 0.65591 | 0 | 0 | 0
4562 | 0 | 0.63702 | 272.1219 | 0 | 0 | 0 | 0 | 0 | 0 | 0 | 0 | 0 | 0 | 0.63702 | 0 | 0 | 0
4563 | 0 | 0.62696 | 271.2353 | 0 | 0 | 0 | 0 | 0 | 0 | 0 | 0 | 0 | 0 | 0.62696 | 0 | 0 | 0
4564 | 0 | 0.63367 | 270.3391 | 0 | 0 | 0 | 0 | 0 | 0 | 0 | 0 | 0 | 0 | 0.63367 | 0 | 0 | 0
4565 | 0 | 0.6634 | 269.401 | 0 | 0 | 0 | 0 | 0 | 0 | 0 | 0 | 0 | 0 | 0.6634 | 0 | 0 | 0
4566 | 0 | 0.60873 | 268.5401 | 0 | 0 | 0 | 0 | 0 | 0 | 0 | 0 | 0 | 0 | 0.70098 | 0.09225 | 0 | 0
4567 | 0 | 0.089386 | 268.4137 | 0 | 0 | 0 | 0 | 0 | 0 | 0 | 0 | 0 | 0 | 0.73494 | 0.64555 | 0 | 0
4568 | 1.1308 | 0 | 269.2132 | 0 | 0 | 0 | 0 | 0 | 0 | 0 | 0 | 0 | 0 | 0.75514 | 1.8859 | 0 | 0
4569 | 2.2657 | 0 | 270.8154 | 0 | 0 | 0 | 0 | 0 | 0 | 0 | 0 | 0 | 0 | 0.77151 | 3.0372 | 0 | 0
4570 | 3.1485 | 0 | 273.0417 | 0 | 0 | 0 | 0 | 0 | 0 | 0 | 0 | 0 | 0 | 0.77922 | 3.9278 | 0 | 0
4571 | 3.7008 | 0 | 275.6585 | 0 | 0 | 0 | 0 | 0 | 0 | 0 | 0 | 0 | 0 | 0.80275 | 4.5035 | 0 | 0
4572 | 3.9602 | 0 | 278.4588 | 0 | 0 | 0 | 0 | 0 | 0 | 0 | 0 | 0 | 0 | 0.82626 | 4.7865 | 0 | 0
4573 | 3.9454 | 0 | 281.2487 | 0 | 0 | 0 | 0 | 0 | 0 | 0 | 0 | 0 | 0 | 0.85109 | 4.7965 | 0 | 0
4574 | 3.6161 | 0 | 283.8056 | 0 | 0 | 0 | 0 | 0 | 0 | 0 | 0 | 0 | 0 | 0.87825 | 4.4943 | 0 | 0
4575 | 2.9993 | 0 | 285.9264 | 0 | 0 | 0 | 0 | 0 | 0 | 0 | 0 | 0 | 0 | 0.91974 | 3.919 | 0 | 0
4576 | 2.1453 | 0 | 287.4434 | 0 | 0 | 0 | 0 | 0 | 0 | 0 | 0 | 0 | 0 | 0.95558 | 3.1009 | 0 | 0
4577 | 1.0442 | 0 | 288.1817 | 0 | 0 | 0 | 0 | 0 | 0 | 0 | 0 | 0 | 0 | 0.98164 | 2.0258 | 0 | 0
4578 | 0 | 0.164 | 287.9498 | 0 | 0 | 0 | 0 | 0 | 0 | 0 | 0 | 0 | 0 | 0.98945 | 0.82545 | 0 | 0
4579 | 0 | 0.86233 | 286.7303 | 0 | 0 | 0 | 0 | 0 | 0 | 0 | 0 | 0 | 0 | 0.97193 | 0.1096 | 0 | 0
4580 | 0 | 0.95284 | 285.3827 | 0 | 0 | 0 | 0 | 0 | 0 | 0 | 0 | 0 | 0 | 0.95284 | 0 | 0 | 0
4581 | 0 | 0.9187 | 284.0835 | 0 | 0 | 0 | 0 | 0 | 0 | 0 | 0 | 0 | 0 | 0.9187 | 0 | 0 | 0
4582 | 0 | 0.8397 | 282.896 | 0 | 0 | 0 | 0 | 0 | 0 | 0 | 0 | 0 | 0 | 0.8397 | 0 | 0 | 0
4583 | 0 | 0.77538 | 281.7994 | 0 | 0 | 0 | 0 | 0 | 0 | 0 | 0 | 0 | 0 | 0.77538 | 0 | 0 | 0
4584 | 0 | 0.72602 | 280.7727 | 0 | 0 | 0 | 0 | 0 | 0 | 0 | 0 | 0 | 0 | 0.72602 | 0 | 0 | 0
4585 | 0 | 0.69274 | 279.793 | 0 | 0 | 0 | 0 | 0 | 0 | 0 | 0 | 0 | 0 | 0.69274 | 0 | 0 | 0
4586 | 0 | 0.66602 | 278.8511 | 0 | 0 | 0 | 0 | 0 | 0 | 0 | 0 | 0 | 0 | 0.66602 | 0 | 0 | 0
4587 | 0 | 0.64852 | 277.934 | 0 | 0 | 0 | 0 | 0 | 0 | 0 | 0 | 0 | 0 | 0.64852 | 0 | 0 | 0
4588 | 0 | 0.65454 | 277.0083 | 0 | 0 | 0 | 0 | 0 | 0 | 0 | 0 | 0 | 0 | 0.65454 | 0 | 0 | 0
4589 | 0 | 0.68157 | 276.0444 | 0 | 0 | 0 | 0 | 0 | 0 | 0 | 0 | 0 | 0 | 0.68157 | 0 | 0 | 0
4590 | 0 | 0.624 | 275.1619 | 0 | 0 | 0 | 0 | 0 | 0 | 0 | 0 | 0 | 0 | 0.71585 | 0.09185 | 0 | 0
4591 | 0 | 0.13056 | 274.9773 | 0 | 0 | 0 | 0 | 0 | 0 | 0 | 0 | 0 | 0 | 0.75786 | 0.6273 | 0 | 0
4592 | 0.99785 | 0 | 275.6829 | 0 | 0 | 0 | 0 | 0 | 0 | 0 | 0 | 0 | 0 | 0.77505 | 1.7729 | 0 | 0
4593 | 2.0513 | 0 | 277.1334 | 0 | 0 | 0 | 0 | 0 | 0 | 0 | 0 | 0 | 0 | 0.79142 | 2.8427 | 0 | 0
4594 | 2.8618 | 0 | 279.157 | 0 | 0 | 0 | 0 | 0 | 0 | 0 | 0 | 0 | 0 | 0.81799 | 3.6798 | 0 | 0
4595 | 3.378 | 0 | 281.5456 | 0 | 0 | 0 | 0 | 0 | 0 | 0 | 0 | 0 | 0 | 0.83898 | 4.2169 | 0 | 0
4596 | 3.6148 | 0 | 284.1016 | 0 | 0 | 0 | 0 | 0 | 0 | 0 | 0 | 0 | 0 | 0.86792 | 4.4828 | 0 | 0
4597 | 3.5845 | 0 | 286.6362 | 0 | 0 | 0 | 0 | 0 | 0 | 0 | 0 | 0 | 0 | 0.90679 | 4.4912 | 0 | 0
4598 | 3.2725 | 0 | 288.9502 | 0 | 0 | 0 | 0 | 0 | 0 | 0 | 0 | 0 | 0 | 0.94718 | 4.2196 | 0 | 0
4599 | 2.7323 | 0 | 290.8822 | 0 | 0 | 0 | 0 | 0 | 0 | 0 | 0 | 0 | 0 | 0.98851 | 3.7208 | 0 | 0
4600 | 1.9482 | 0 | 292.2598 | 0 | 0 | 0 | 0 | 0 | 0 | 0 | 0 | 0 | 0 | 1.018 | 2.9661 | 0 | 0
4601 | 0.90687 | 0 | 292.9011 | 0 | 0 | 0 | 0 | 0 | 0 | 0 | 0 | 0 | 0 | 1.0425 | 1.9493 | 0 | 0
4602 | 0 | 0.24679 | 292.552 | 0 | 0 | 0 | 0 | 0 | 0 | 0 | 0 | 0 | 0 | 1.0492 | 0.80245 | 0 | 0
4603 | 0 | 0.92023 | 291.2506 | 0 | 0 | 0 | 0 | 0 | 0 | 0 | 0 | 0 | 0 | 1.0248 | 0.10455 | 0 | 0
4604 | 0 | 0.99485 | 289.8437 | 0 | 0 | 0 | 0 | 0 | 0 | 0 | 0 | 0 | 0 | 0.99485 | 0 | 0 | 0
4605 | 0 | 0.94654 | 288.5051 | 0 | 0 | 0 | 0 | 0 | 0 | 0 | 0 | 0 | 0 | 0.94654 | 0 | 0 | 0
4606 | 0 | 0.87442 | 287.2685 | 0 | 0 | 0 | 0 | 0 | 0 | 0 | 0 | 0 | 0 | 0.87442 | 0 | 0 | 0
4607 | 0 | 0.81372 | 286.1177 | 0 | 0 | 0 | 0 | 0 | 0 | 0 | 0 | 0 | 0 | 0.81372 | 0 | 0 | 0
4608 | 0 | 0.75409 | 285.0513 | 0 | 0 | 0 | 0 | 0 | 0 | 0 | 0 | 0 | 0 | 0.75409 | 0 | 0 | 0
4609 | 0 | 0.70906 | 284.0485 | 0 | 0 | 0 | 0 | 0 | 0 | 0 | 0 | 0 | 0 | 0.70906 | 0 | 0 | 0
4610 | 0 | 0.68052 | 283.0861 | 0 | 0 | 0 | 0 | 0 | 0 | 0 | 0 | 0 | 0 | 0.68052 | 0 | 0 | 0
4611 | 0 | 0.66576 | 282.1446 | 0 | 0 | 0 | 0 | 0 | 0 | 0 | 0 | 0 | 0 | 0.66576 | 0 | 0 | 0
4612 | 0 | 0.66427 | 281.2051 | 0 | 0 | 0 | 0 | 0 | 0 | 0 | 0 | 0 | 0 | 0.66427 | 0 | 0 | 0
4613 | 0 | 0.6862 | 280.2347 | 0 | 0 | 0 | 0 | 0 | 0 | 0 | 0 | 0 | 0 | 0.6862 | 0 | 0 | 0
4614 | 0 | 0.63245 | 279.3403 | 0 | 0 | 0 | 0 | 0 | 0 | 0 | 0 | 0 | 0 | 0.71947 | 0.087025 | 0 | 0
4615 | 0 | 0.12959 | 279.157 | 0 | 0 | 0 | 0 | 0 | 0 | 0 | 0 | 0 | 0 | 0.75684 | 0.62725 | 0 | 0
4616 | 1.0514 | 0 | 279.9005 | 0 | 0 | 0 | 0 | 0 | 0 | 0 | 0 | 0 | 0 | 0.78121 | 1.8326 | 0 | 0
4617 | 2.161 | 0 | 281.4285 | 0 | 0 | 0 | 0 | 0 | 0 | 0 | 0 | 0 | 0 | 0.79518 | 2.9562 | 0 | 0
4618 | 2.9937 | 0 | 283.5454 | 0 | 0 | 0 | 0 | 0 | 0 | 0 | 0 | 0 | 0 | 0.82186 | 3.8155 | 0 | 0
4619 | 3.5157 | 0 | 286.0314 | 0 | 0 | 0 | 0 | 0 | 0 | 0 | 0 | 0 | 0 | 0.85127 | 4.367 | 0 | 0
4620 | 3.7176 | 0 | 288.6601 | 0 | 0 | 0 | 0 | 0 | 0 | 0 | 0 | 0 | 0 | 0.88368 | 4.6013 | 0 | 0
4621 | 3.6617 | 0 | 291.2493 | 0 | 0 | 0 | 0 | 0 | 0 | 0 | 0 | 0 | 0 | 0.93605 | 4.5977 | 0 | 0
4622 | 3.3264 | 0 | 293.6015 | 0 | 0 | 0 | 0 | 0 | 0 | 0 | 0 | 0 | 0 | 0.98191 | 4.3083 | 0 | 0
4623 | 2.7468 | 0 | 295.5438 | 0 | 0 | 0 | 0 | 0 | 0 | 0 | 0 | 0 | 0 | 1.024 | 3.7708 | 0 | 0
4624 | 1.9264 | 0 | 296.9059 | 0 | 0 | 0 | 0 | 0 | 0 | 0 | 0 | 0 | 0 | 1.0566 | 2.983 | 0 | 0
4625 | 0.86737 | 0 | 297.5193 | 0 | 0 | 0 | 0 | 0 | 0 | 0 | 0 | 0 | 0 | 1.0803 | 1.9477 | 0 | 0
4626 | 0 | 0.27294 | 297.1333 | 0 | 0 | 0 | 0 | 0 | 0 | 0 | 0 | 0 | 0 | 1.0775 | 0.80455 | 0 | 0
4627 | 0 | 0.93824 | 295.8064 | 0 | 0 | 0 | 0 | 0 | 0 | 0 | 0 | 0 | 0 | 1.0504 | 0.1122 | 0 | 0
4628 | 0 | 1.0207 | 294.3629 | 0 | 0 | 0 | 0 | 0 | 0 | 0 | 0 | 0 | 0 | 1.0207 | 0 | 0 | 0
4629 | 0 | 0.9769 | 292.9814 | 0 | 0 | 0 | 0 | 0 | 0 | 0 | 0 | 0 | 0 | 0.9769 | 0 | 0 | 0
4630 | 0 | 0.89774 | 291.7118 | 0 | 0 | 0 | 0 | 0 | 0 | 0 | 0 | 0 | 0 | 0.89774 | 0 | 0 | 0
4631 | 0 | 0.83198 | 290.5352 | 0 | 0 | 0 | 0 | 0 | 0 | 0 | 0 | 0 | 0 | 0.83198 | 0 | 0 | 0
4632 | 0 | 0.7691 | 289.4475 | 0 | 0 | 0 | 0 | 0 | 0 | 0 | 0 | 0 | 0 | 0.7691 | 0 | 0 | 0
4633 | 0 | 0.71852 | 288.4314 | 0 | 0 | 0 | 0 | 0 | 0 | 0 | 0 | 0 | 0 | 0.71852 | 0 | 0 | 0
4634 | 0 | 0.69071 | 287.4546 | 0 | 0 | 0 | 0 | 0 | 0 | 0 | 0 | 0 | 0 | 0.69071 | 0 | 0 | 0
4635 | 0 | 0.66462 | 286.5147 | 0 | 0 | 0 | 0 | 0 | 0 | 0 | 0 | 0 | 0 | 0.66462 | 0 | 0 | 0
4636 | 0 | 0.65124 | 285.5937 | 0 | 0 | 0 | 0 | 0 | 0 | 0 | 0 | 0 | 0 | 0.65124 | 0 | 0 | 0
4637 | 0 | 0.65505 | 284.6673 | 0 | 0 | 0 | 0 | 0 | 0 | 0 | 0 | 0 | 0 | 0.65505 | 0 | 0 | 0
4638 | 0 | 0.57466 | 283.8546 | 0 | 0 | 0 | 0 | 0 | 0 | 0 | 0 | 0 | 0 | 0.66521 | 0.09055 | 0 | 0
4639 | 0 | 0.076065 | 283.747 | 0 | 0 | 0 | 0 | 0 | 0 | 0 | 0 | 0 | 0 | 0.68786 | 0.6118 | 0 | 0
4640 | 1.0668 | 0 | 284.5014 | 0 | 0 | 0 | 0 | 0 | 0 | 0 | 0 | 0 | 0 | 0.70937 | 1.7761 | 0 | 0
4641 | 2.1301 | 0 | 286.0076 | 0 | 0 | 0 | 0 | 0 | 0 | 0 | 0 | 0 | 0 | 0.73335 | 2.8634 | 0 | 0
4642 | 2.9189 | 0 | 288.0716 | 0 | 0 | 0 | 0 | 0 | 0 | 0 | 0 | 0 | 0 | 0.75859 | 3.6775 | 0 | 0
4643 | 3.4181 | 0 | 290.4885 | 0 | 0 | 0 | 0 | 0 | 0 | 0 | 0 | 0 | 0 | 0.78839 | 4.2065 | 0 | 0
4644 | 3.6288 | 0 | 293.0545 | 0 | 0 | 0 | 0 | 0 | 0 | 0 | 0 | 0 | 0 | 0.81916 | 4.448 | 0 | 0
4645 | 3.5967 | 0 | 295.5977 | 0 | 0 | 0 | 0 | 0 | 0 | 0 | 0 | 0 | 0 | 0.86281 | 4.4595 | 0 | 0
4646 | 3.3052 | 0 | 297.9349 | 0 | 0 | 0 | 0 | 0 | 0 | 0 | 0 | 0 | 0 | 0.90576 | 4.211 | 0 | 0
4647 | 2.728 | 0 | 299.8639 | 0 | 0 | 0 | 0 | 0 | 0 | 0 | 0 | 0 | 0 | 0.95024 | 3.6782 | 0 | 0
4648 | 1.926 | 0 | 301.2257 | 0 | 0 | 0 | 0 | 0 | 0 | 0 | 0 | 0 | 0 | 0.99059 | 2.9165 | 0 | 0
4649 | 0.88823 | 0 | 301.8538 | 0 | 0 | 0 | 0 | 0 | 0 | 0 | 0 | 0 | 0 | 1.0214 | 1.9096 | 0 | 0
4650 | 0 | 0.24441 | 301.5081 | 0 | 0 | 0 | 0 | 0 | 0 | 0 | 0 | 0 | 0 | 1.0327 | 0.7883 | 0 | 0
4651 | 0 | 0.90173 | 300.2329 | 0 | 0 | 0 | 0 | 0 | 0 | 0 | 0 | 0 | 0 | 1.0135 | 0.11173 | 0 | 0
4652 | 0 | 0.98538 | 298.8394 | 0 | 0 | 0 | 0 | 0 | 0 | 0 | 0 | 0 | 0 | 0.98538 | 0 | 0 | 0
4653 | 0 | 0.9404 | 297.5094 | 0 | 0 | 0 | 0 | 0 | 0 | 0 | 0 | 0 | 0 | 0.9404 | 0 | 0 | 0
4654 | 0 | 0.87036 | 296.2786 | 0 | 0 | 0 | 0 | 0 | 0 | 0 | 0 | 0 | 0 | 0.87036 | 0 | 0 | 0
4655 | 0 | 0.80247 | 295.1437 | 0 | 0 | 0 | 0 | 0 | 0 | 0 | 0 | 0 | 0 | 0.80247 | 0 | 0 | 0
4656 | 0 | 0.7437 | 294.092 | 0 | 0 | 0 | 0 | 0 | 0 | 0 | 0 | 0 | 0 | 0.7437 | 0 | 0 | 0
4657 | 0 | 0.69897 | 293.1035 | 0 | 0 | 0 | 0 | 0 | 0 | 0 | 0 | 0 | 0 | 0.69897 | 0 | 0 | 0
4658 | 0 | 0.66782 | 292.159 | 0 | 0 | 0 | 0 | 0 | 0 | 0 | 0 | 0 | 0 | 0.66782 | 0 | 0 | 0
4659 | 0 | 0.64127 | 291.2521 | 0 | 0 | 0 | 0 | 0 | 0 | 0 | 0 | 0 | 0 | 0.64127 | 0 | 0 | 0
4660 | 0 | 0.62932 | 290.3621 | 0 | 0 | 0 | 0 | 0 | 0 | 0 | 0 | 0 | 0 | 0.62932 | 0 | 0 | 0
4661 | 0 | 0.6231 | 289.481 | 0 | 0 | 0 | 0 | 0 | 0 | 0 | 0 | 0 | 0 | 0.6231 | 0 | 0 | 0
4662 | 0 | 0.52654 | 288.7363 | 0 | 0 | 0 | 0 | 0 | 0 | 0 | 0 | 0 | 0 | 0.62064 | 0.0941 | 0 | 0
4663 | 0 | 0.039461 | 288.6805 | 0 | 0 | 0 | 0 | 0 | 0 | 0 | 0 | 0 | 0 | 0.63961 | 0.60015 | 0 | 0
4664 | 1.0812 | 0 | 289.445 | 0 | 0 | 0 | 0 | 0 | 0 | 0 | 0 | 0 | 0 | 0.65438 | 1.7356 | 0 | 0
4665 | 2.111 | 0 | 290.9378 | 0 | 0 | 0 | 0 | 0 | 0 | 0 | 0 | 0 | 0 | 0.67837 | 2.7894 | 0 | 0
4666 | 2.8724 | 0 | 292.9689 | 0 | 0 | 0 | 0 | 0 | 0 | 0 | 0 | 0 | 0 | 0.70914 | 3.5816 | 0 | 0
4667 | 3.3754 | 0 | 295.3557 | 0 | 0 | 0 | 0 | 0 | 0 | 0 | 0 | 0 | 0 | 0.73826 | 4.1137 | 0 | 0
4668 | 3.6138 | 0 | 297.911 | 0 | 0 | 0 | 0 | 0 | 0 | 0 | 0 | 0 | 0 | 0.78012 | 4.394 | 0 | 0
4669 | 3.5765 | 0 | 300.44 | 0 | 0 | 0 | 0 | 0 | 0 | 0 | 0 | 0 | 0 | 0.82516 | 4.4017 | 0 | 0
4670 | 3.2655 | 0 | 302.7491 | 0 | 0 | 0 | 0 | 0 | 0 | 0 | 0 | 0 | 0 | 0.86984 | 4.1353 | 0 | 0
4671 | 2.7089 | 0 | 304.6645 | 0 | 0 | 0 | 0 | 0 | 0 | 0 | 0 | 0 | 0 | 0.91372 | 3.6226 | 0 | 0
4672 | 1.9221 | 0 | 306.0237 | 0 | 0 | 0 | 0 | 0 | 0 | 0 | 0 | 0 | 0 | 0.95635 | 2.8784 | 0 | 0
4673 | 0.89318 | 0 | 306.6552 | 0 | 0 | 0 | 0 | 0 | 0 | 0 | 0 | 0 | 0 | 0.99112 | 1.8843 | 0 | 0
4674 | 0 | 0.22676 | 306.3345 | 0 | 0 | 0 | 0 | 0 | 0 | 0 | 0 | 0 | 0 | 1.0099 | 0.7831 | 0 | 0
4675 | 0 | 0.87919 | 305.0912 | 0 | 0 | 0 | 0 | 0 | 0 | 0 | 0 | 0 | 0 | 0.99416 | 0.11497 | 0 | 0
4676 | 0 | 0.96786 | 303.7224 | 0 | 0 | 0 | 0 | 0 | 0 | 0 | 0 | 0 | 0 | 0.96786 | 0 | 0 | 0
4677 | 0 | 0.92221 | 302.4182 | 0 | 0 | 0 | 0 | 0 | 0 | 0 | 0 | 0 | 0 | 0.92221 | 0 | 0 | 0
4678 | 0 | 0.84568 | 301.2222 | 0 | 0 | 0 | 0 | 0 | 0 | 0 | 0 | 0 | 0 | 0.84568 | 0 | 0 | 0
4679 | 0 | 0.77381 | 300.1279 | 0 | 0 | 0 | 0 | 0 | 0 | 0 | 0 | 0 | 0 | 0.77381 | 0 | 0 | 0
4680 | 0 | 0.71651 | 299.1146 | 0 | 0 | 0 | 0 | 0 | 0 | 0 | 0 | 0 | 0 | 0.71651 | 0 | 0 | 0
4681 | 0 | 0.67953 | 298.1536 | 0 | 0 | 0 | 0 | 0 | 0 | 0 | 0 | 0 | 0 | 0.67953 | 0 | 0 | 0
4682 | 0 | 0.65409 | 297.2286 | 0 | 0 | 0 | 0 | 0 | 0 | 0 | 0 | 0 | 0 | 0.65409 | 0 | 0 | 0
4683 | 0 | 0.64082 | 296.3223 | 0 | 0 | 0 | 0 | 0 | 0 | 0 | 0 | 0 | 0 | 0.64082 | 0 | 0 | 0
4684 | 0 | 0.64724 | 295.407 | 0 | 0 | 0 | 0 | 0 | 0 | 0 | 0 | 0 | 0 | 0.64724 | 0 | 0 | 0
4685 | 0 | 0.6762 | 294.4507 | 0 | 0 | 0 | 0 | 0 | 0 | 0 | 0 | 0 | 0 | 0.6762 | 0 | 0 | 0
4686 | 0 | 0.61717 | 293.5779 | 0 | 0 | 0 | 0 | 0 | 0 | 0 | 0 | 0 | 0 | 0.71725 | 0.10007 | 0 | 0
4687 | 0 | 0.16288 | 293.3475 | 0 | 0 | 0 | 0 | 0 | 0 | 0 | 0 | 0 | 0 | 0.76053 | 0.59765 | 0 | 0
4688 | 0.94351 | 0 | 294.0147 | 0 | 0 | 0 | 0 | 0 | 0 | 0 | 0 | 0 | 0 | 0.79059 | 1.7341 | 0 | 0
4689 | 1.9885 | 0 | 295.4208 | 0 | 0 | 0 | 0 | 0 | 0 | 0 | 0 | 0 | 0 | 0.81464 | 2.8032 | 0 | 0
4690 | 2.7813 | 0 | 297.3875 | 0 | 0 | 0 | 0 | 0 | 0 | 0 | 0 | 0 | 0 | 0.84954 | 3.6309 | 0 | 0
4691 | 3.2778 | 0 | 299.7052 | 0 | 0 | 0 | 0 | 0 | 0 | 0 | 0 | 0 | 0 | 0.88223 | 4.16 | 0 | 0
4692 | 3.5062 | 0 | 302.1845 | 0 | 0 | 0 | 0 | 0 | 0 | 0 | 0 | 0 | 0 | 0.92682 | 4.433 | 0 | 0
4693 | 3.4715 | 0 | 304.6392 | 0 | 0 | 0 | 0 | 0 | 0 | 0 | 0 | 0 | 0 | 0.97425 | 4.4458 | 0 | 0
4694 | 3.1585 | 0 | 306.8726 | 0 | 0 | 0 | 0 | 0 | 0 | 0 | 0 | 0 | 0 | 1.0185 | 4.177 | 0 | 0
4695 | 2.6021 | 0 | 308.7126 | 0 | 0 | 0 | 0 | 0 | 0 | 0 | 0 | 0 | 0 | 1.0606 | 3.6627 | 0 | 0
4696 | 1.8073 | 0 | 309.9905 | 0 | 0 | 0 | 0 | 0 | 0 | 0 | 0 | 0 | 0 | 1.0962 | 2.9034 | 0 | 0
4697 | 0.77572 | 0 | 310.539 | 0 | 0 | 0 | 0 | 0 | 0 | 0 | 0 | 0 | 0 | 1.1174 | 1.8931 | 0 | 0
4698 | 0 | 0.34302 | 310.0539 | 0 | 0 | 0 | 0 | 0 | 0 | 0 | 0 | 0 | 0 | 1.1199 | 0.7769 | 0 | 0
4699 | 0 | 0.9695 | 308.6828 | 0 | 0 | 0 | 0 | 0 | 0 | 0 | 0 | 0 | 0 | 1.0885 | 0.11895 | 0 | 0
4700 | 0 | 1.0518 | 307.1953 | 0 | 0 | 0 | 0 | 0 | 0 | 0 | 0 | 0 | 0 | 1.0518 | 0 | 0 | 0
4701 | 0 | 0.99879 | 305.7828 | 0 | 0 | 0 | 0 | 0 | 0 | 0 | 0 | 0 | 0 | 0.99879 | 0 | 0 | 0
4702 | 0 | 0.90714 | 304.4999 | 0 | 0 | 0 | 0 | 0 | 0 | 0 | 0 | 0 | 0 | 0.90714 | 0 | 0 | 0
4703 | 0 | 0.82309 | 303.3359 | 0 | 0 | 0 | 0 | 0 | 0 | 0 | 0 | 0 | 0 | 0.82309 | 0 | 0 | 0
4704 | 0 | 0.75736 | 302.2648 | 0 | 0 | 0 | 0 | 0 | 0 | 0 | 0 | 0 | 0 | 0.75736 | 0 | 0 | 0
4705 | 0 | 0.71229 | 301.2575 | 0 | 0 | 0 | 0 | 0 | 0 | 0 | 0 | 0 | 0 | 0.71229 | 0 | 0 | 0
4706 | 0 | 0.68328 | 300.2912 | 0 | 0 | 0 | 0 | 0 | 0 | 0 | 0 | 0 | 0 | 0.68328 | 0 | 0 | 0
4707 | 0 | 0.66727 | 299.3475 | 0 | 0 | 0 | 0 | 0 | 0 | 0 | 0 | 0 | 0 | 0.66727 | 0 | 0 | 0
4708 | 0 | 0.66847 | 298.4022 | 0 | 0 | 0 | 0 | 0 | 0 | 0 | 0 | 0 | 0 | 0.66847 | 0 | 0 | 0
4709 | 0 | 0.69522 | 297.419 | 0 | 0 | 0 | 0 | 0 | 0 | 0 | 0 | 0 | 0 | 0.69522 | 0 | 0 | 0
4710 | 0 | 0.62797 | 296.5309 | 0 | 0 | 0 | 0 | 0 | 0 | 0 | 0 | 0 | 0 | 0.72839 | 0.10043 | 0 | 0
4711 | 0 | 0.16626 | 296.2958 | 0 | 0 | 0 | 0 | 0 | 0 | 0 | 0 | 0 | 0 | 0.76591 | 0.59965 | 0 | 0
4712 | 0.94193 | 0 | 296.9618 | 0 | 0 | 0 | 0 | 0 | 0 | 0 | 0 | 0 | 0 | 0.80232 | 1.7443 | 0 | 0
4713 | 2.0373 | 0 | 298.4024 | 0 | 0 | 0 | 0 | 0 | 0 | 0 | 0 | 0 | 0 | 0.82288 | 2.8602 | 0 | 0
4714 | 2.6738 | 0 | 300.2931 | 0 | 0 | 0 | 0 | 0 | 0 | 0 | 0 | 0 | 0 | 0.85419 | 3.528 | 0 | 0
4715 | 3.4077 | 0 | 302.7027 | 0 | 0 | 0 | 0 | 0 | 0 | 0 | 0 | 0 | 0 | 0.8715 | 4.2793 | 0 | 0
4716 | 3.6406 | 0 | 305.277 | 0 | 0 | 0 | 0 | 0 | 0 | 0 | 0 | 0 | 0 | 0.90511 | 4.5457 | 0 | 0
4717 | 3.5959 | 0 | 307.8197 | 0 | 0 | 0 | 0 | 0 | 0 | 0 | 0 | 0 | 0 | 0.95085 | 4.5468 | 0 | 0
4718 | 3.2628 | 0 | 310.1269 | 0 | 0 | 0 | 0 | 0 | 0 | 0 | 0 | 0 | 0 | 0.98892 | 4.2517 | 0 | 0
4719 | 2.6984 | 0 | 312.0349 | 0 | 0 | 0 | 0 | 0 | 0 | 0 | 0 | 0 | 0 | 1.0256 | 3.7241 | 0 | 0
4720 | 1.8868 | 0 | 313.3691 | 0 | 0 | 0 | 0 | 0 | 0 | 0 | 0 | 0 | 0 | 1.0555 | 2.9423 | 0 | 0
4721 | 0.84783 | 0 | 313.9686 | 0 | 0 | 0 | 0 | 0 | 0 | 0 | 0 | 0 | 0 | 1.0708 | 1.9186 | 0 | 0
4722 | 0 | 0.27457 | 313.5803 | 0 | 0 | 0 | 0 | 0 | 0 | 0 | 0 | 0 | 0 | 1.0676 | 0.793 | 0 | 0
4723 | 0 | 0.92137 | 312.2773 | 0 | 0 | 0 | 0 | 0 | 0 | 0 | 0 | 0 | 0 | 1.0377 | 0.11635 | 0 | 0
4724 | 0 | 1.0101 | 310.8488 | 0 | 0 | 0 | 0 | 0 | 0 | 0 | 0 | 0 | 0 | 1.0101 | 0 | 0 | 0
4725 | 0 | 0.95997 | 309.4912 | 0 | 0 | 0 | 0 | 0 | 0 | 0 | 0 | 0 | 0 | 0.95997 | 0 | 0 | 0
4726 | 0 | 0.8737 | 308.2556 | 0 | 0 | 0 | 0 | 0 | 0 | 0 | 0 | 0 | 0 | 0.8737 | 0 | 0 | 0
4727 | 0 | 0.80165 | 307.1219 | 0 | 0 | 0 | 0 | 0 | 0 | 0 | 0 | 0 | 0 | 0.80165 | 0 | 0 | 0
4728 | 0 | 0.74224 | 306.0722 | 0 | 0 | 0 | 0 | 0 | 0 | 0 | 0 | 0 | 0 | 0.74224 | 0 | 0 | 0
4729 | 0 | 0.70015 | 305.082 | 0 | 0 | 0 | 0 | 0 | 0 | 0 | 0 | 0 | 0 | 0.70015 | 0 | 0 | 0
4730 | 0 | 0.67247 | 304.131 | 0 | 0 | 0 | 0 | 0 | 0 | 0 | 0 | 0 | 0 | 0.67247 | 0 | 0 | 0
4731 | 0 | 0.65802 | 303.2004 | 0 | 0 | 0 | 0 | 0 | 0 | 0 | 0 | 0 | 0 | 0.65802 | 0 | 0 | 0
4732 | 0 | 0.6621 | 302.2641 | 0 | 0 | 0 | 0 | 0 | 0 | 0 | 0 | 0 | 0 | 0.6621 | 0 | 0 | 0
4733 | 0 | 0.69027 | 301.2879 | 0 | 0 | 0 | 0 | 0 | 0 | 0 | 0 | 0 | 0 | 0.69027 | 0 | 0 | 0
4734 | 0 | 0.63282 | 300.3929 | 0 | 0 | 0 | 0 | 0 | 0 | 0 | 0 | 0 | 0 | 0.72502 | 0.0922 | 0 | 0
4735 | 0 | 0.16718 | 300.1565 | 0 | 0 | 0 | 0 | 0 | 0 | 0 | 0 | 0 | 0 | 0.75843 | 0.59125 | 0 | 0
4736 | 0.97786 | 0 | 300.848 | 0 | 0 | 0 | 0 | 0 | 0 | 0 | 0 | 0 | 0 | 0.78244 | 1.7603 | 0 | 0
4737 | 2.0813 | 0 | 302.3196 | 0 | 0 | 0 | 0 | 0 | 0 | 0 | 0 | 0 | 0 | 0.79734 | 2.8786 | 0 | 0
4738 | 2.9172 | 0 | 304.3824 | 0 | 0 | 0 | 0 | 0 | 0 | 0 | 0 | 0 | 0 | 0.81884 | 3.7361 | 0 | 0
4739 | 3.4923 | 0 | 306.8519 | 0 | 0 | 0 | 0 | 0 | 0 | 0 | 0 | 0 | 0 | 0.84373 | 4.3361 | 0 | 0
4740 | 3.7321 | 0 | 309.4908 | 0 | 0 | 0 | 0 | 0 | 0 | 0 | 0 | 0 | 0 | 0.87602 | 4.6081 | 0 | 0
4741 | 3.7161 | 0 | 312.1185 | 0 | 0 | 0 | 0 | 0 | 0 | 0 | 0 | 0 | 0 | 0.90696 | 4.6231 | 0 | 0
4742 | 3.3714 | 0 | 314.5024 | 0 | 0 | 0 | 0 | 0 | 0 | 0 | 0 | 0 | 0 | 0.94505 | 4.3164 | 0 | 0
4743 | 2.7572 | 0 | 316.4521 | 0 | 0 | 0 | 0 | 0 | 0 | 0 | 0 | 0 | 0 | 0.987 | 3.7442 | 0 | 0
4744 | 1.9325 | 0 | 317.8185 | 0 | 0 | 0 | 0 | 0 | 0 | 0 | 0 | 0 | 0 | 1.0217 | 2.9542 | 0 | 0
4745 | 0.881 | 0 | 318.4415 | 0 | 0 | 0 | 0 | 0 | 0 | 0 | 0 | 0 | 0 | 1.041 | 1.9221 | 0 | 0
4746 | 0 | 0.25781 | 318.0769 | 0 | 0 | 0 | 0 | 0 | 0 | 0 | 0 | 0 | 0 | 1.0454 | 0.7876 | 0 | 0
4747 | 0 | 0.90565 | 316.7961 | 0 | 0 | 0 | 0 | 0 | 0 | 0 | 0 | 0 | 0 | 1.0224 | 0.11672 | 0 | 0
4748 | 0 | 0.9998 | 315.3822 | 0 | 0 | 0 | 0 | 0 | 0 | 0 | 0 | 0 | 0 | 0.9998 | 0 | 0 | 0
4749 | 0 | 0.9553 | 314.0312 | 0 | 0 | 0 | 0 | 0 | 0 | 0 | 0 | 0 | 0 | 0.9553 | 0 | 0 | 0
4750 | 0 | 0.8747 | 312.7942 | 0 | 0 | 0 | 0 | 0 | 0 | 0 | 0 | 0 | 0 | 0.8747 | 0 | 0 | 0
4751 | 0 | 0.79927 | 311.6639 | 0 | 0 | 0 | 0 | 0 | 0 | 0 | 0 | 0 | 0 | 0.79927 | 0 | 0 | 0
4752 | 0 | 0.73984 | 310.6176 | 0 | 0 | 0 | 0 | 0 | 0 | 0 | 0 | 0 | 0 | 0.73984 | 0 | 0 | 0
4753 | 0 | 0.69716 | 309.6316 | 0 | 0 | 0 | 0 | 0 | 0 | 0 | 0 | 0 | 0 | 0.69716 | 0 | 0 | 0
4754 | 0 | 0.66913 | 308.6853 | 0 | 0 | 0 | 0 | 0 | 0 | 0 | 0 | 0 | 0 | 0.66913 | 0 | 0 | 0
4755 | 0 | 0.65399 | 307.7604 | 0 | 0 | 0 | 0 | 0 | 0 | 0 | 0 | 0 | 0 | 0.65399 | 0 | 0 | 0
4756 | 0 | 0.65921 | 306.8282 | 0 | 0 | 0 | 0 | 0 | 0 | 0 | 0 | 0 | 0 | 0.65921 | 0 | 0 | 0
4757 | 0 | 0.68818 | 305.855 | 0 | 0 | 0 | 0 | 0 | 0 | 0 | 0 | 0 | 0 | 0.68818 | 0 | 0 | 0
4758 | 0 | 0.64126 | 304.9481 | 0 | 0 | 0 | 0 | 0 | 0 | 0 | 0 | 0 | 0 | 0.72522 | 0.08395 | 0 | 0
4759 | 0 | 0.16057 | 304.721 | 0 | 0 | 0 | 0 | 0 | 0 | 0 | 0 | 0 | 0 | 0.75857 | 0.598 | 0 | 0
4760 | 1.0082 | 0 | 305.4339 | 0 | 0 | 0 | 0 | 0 | 0 | 0 | 0 | 0 | 0 | 0.78035 | 1.7886 | 0 | 0
4761 | 2.1212 | 0 | 306.9338 | 0 | 0 | 0 | 0 | 0 | 0 | 0 | 0 | 0 | 0 | 0.79529 | 2.9165 | 0 | 0
4762 | 2.9516 | 0 | 309.0209 | 0 | 0 | 0 | 0 | 0 | 0 | 0 | 0 | 0 | 0 | 0.81483 | 3.7664 | 0 | 0
4763 | 3.4826 | 0 | 311.4835 | 0 | 0 | 0 | 0 | 0 | 0 | 0 | 0 | 0 | 0 | 0.83896 | 4.3216 | 0 | 0
4764 | 3.7303 | 0 | 314.1212 | 0 | 0 | 0 | 0 | 0 | 0 | 0 | 0 | 0 | 0 | 0.86904 | 4.5993 | 0 | 0
4765 | 3.713 | 0 | 316.7466 | 0 | 0 | 0 | 0 | 0 | 0 | 0 | 0 | 0 | 0 | 0.90737 | 4.6204 | 0 | 0
4766 | 3.4092 | 0 | 319.1573 | 0 | 0 | 0 | 0 | 0 | 0 | 0 | 0 | 0 | 0 | 0.94402 | 4.3533 | 0 | 0
4767 | 2.8155 | 0 | 321.1482 | 0 | 0 | 0 | 0 | 0 | 0 | 0 | 0 | 0 | 0 | 0.98138 | 3.7969 | 0 | 0
4768 | 2.0008 | 0 | 322.5629 | 0 | 0 | 0 | 0 | 0 | 0 | 0 | 0 | 0 | 0 | 1.0113 | 3.012 | 0 | 0
4769 | 0.93722 | 0 | 323.2256 | 0 | 0 | 0 | 0 | 0 | 0 | 0 | 0 | 0 | 0 | 1.0277 | 1.9649 | 0 | 0
4770 | 0 | 0.23336 | 322.8956 | 0 | 0 | 0 | 0 | 0 | 0 | 0 | 0 | 0 | 0 | 1.0269 | 0.79355 | 0 | 0
4771 | 0 | 0.89572 | 321.6289 | 0 | 0 | 0 | 0 | 0 | 0 | 0 | 0 | 0 | 0 | 1.0034 | 0.10768 | 0 | 0
4772 | 0 | 0.97511 | 320.2499 | 0 | 0 | 0 | 0 | 0 | 0 | 0 | 0 | 0 | 0 | 0.97511 | 0 | 0 | 0
4773 | 0 | 0.9233 | 318.9441 | 0 | 0 | 0 | 0 | 0 | 0 | 0 | 0 | 0 | 0 | 0.9233 | 0 | 0 | 0
4774 | 0 | 0.85053 | 317.7413 | 0 | 0 | 0 | 0 | 0 | 0 | 0 | 0 | 0 | 0 | 0.85053 | 0 | 0 | 0
4775 | 0 | 0.77951 | 316.6389 | 0 | 0 | 0 | 0 | 0 | 0 | 0 | 0 | 0 | 0 | 0.77951 | 0 | 0 | 0
4776 | 0 | 0.72579 | 315.6125 | 0 | 0 | 0 | 0 | 0 | 0 | 0 | 0 | 0 | 0 | 0.72579 | 0 | 0 | 0
4777 | 0 | 0.6858 | 314.6426 | 0 | 0 | 0 | 0 | 0 | 0 | 0 | 0 | 0 | 0 | 0.6858 | 0 | 0 | 0
4778 | 0 | 0.66191 | 313.7065 | 0 | 0 | 0 | 0 | 0 | 0 | 0 | 0 | 0 | 0 | 0.66191 | 0 | 0 | 0
4779 | 0 | 0.64604 | 312.7929 | 0 | 0 | 0 | 0 | 0 | 0 | 0 | 0 | 0 | 0 | 0.64604 | 0 | 0 | 0
4780 | 0 | 0.64828 | 311.8761 | 0 | 0 | 0 | 0 | 0 | 0 | 0 | 0 | 0 | 0 | 0.64828 | 0 | 0 | 0
4781 | 0 | 0.67739 | 310.9181 | 0 | 0 | 0 | 0 | 0 | 0 | 0 | 0 | 0 | 0 | 0.67739 | 0 | 0 | 0
4782 | 0 | 0.63966 | 310.0135 | 0 | 0 | 0 | 0 | 0 | 0 | 0 | 0 | 0 | 0 | 0.71426 | 0.0746 | 0 | 0
4783 | 0 | 0.16405 | 309.7815 | 0 | 0 | 0 | 0 | 0 | 0 | 0 | 0 | 0 | 0 | 0.7454 | 0.58135 | 0 | 0
4784 | 1.0239 | 0 | 310.5055 | 0 | 0 | 0 | 0 | 0 | 0 | 0 | 0 | 0 | 0 | 0.7677 | 1.7915 | 0 | 0
4785 | 2.1322 | 0 | 312.0131 | 0 | 0 | 0 | 0 | 0 | 0 | 0 | 0 | 0 | 0 | 0.78254 | 2.9147 | 0 | 0
4786 | 2.9735 | 0 | 314.1157 | 0 | 0 | 0 | 0 | 0 | 0 | 0 | 0 | 0 | 0 | 0.79708 | 3.7706 | 0 | 0
4787 | 3.5256 | 0 | 316.6087 | 0 | 0 | 0 | 0 | 0 | 0 | 0 | 0 | 0 | 0 | 0.80103 | 4.3266 | 0 | 0
4788 | 3.7918 | 0 | 319.2899 | 0 | 0 | 0 | 0 | 0 | 0 | 0 | 0 | 0 | 0 | 0.81232 | 4.6041 | 0 | 0
4789 | 3.7702 | 0 | 321.9558 | 0 | 0 | 0 | 0 | 0 | 0 | 0 | 0 | 0 | 0 | 0.84154 | 4.6117 | 0 | 0
4790 | 3.4429 | 0 | 324.3903 | 0 | 0 | 0 | 0 | 0 | 0 | 0 | 0 | 0 | 0 | 0.87415 | 4.3171 | 0 | 0
4791 | 2.8468 | 0 | 326.4034 | 0 | 0 | 0 | 0 | 0 | 0 | 0 | 0 | 0 | 0 | 0.91181 | 3.7586 | 0 | 0
4792 | 2.0315 | 0 | 327.8399 | 0 | 0 | 0 | 0 | 0 | 0 | 0 | 0 | 0 | 0 | 0.94142 | 2.9729 | 0 | 0
4793 | 0.97809 | 0 | 328.5315 | 0 | 0 | 0 | 0 | 0 | 0 | 0 | 0 | 0 | 0 | 0.96326 | 1.9413 | 0 | 0
4794 | 0 | 0.1758 | 328.2829 | 0 | 0 | 0 | 0 | 0 | 0 | 0 | 0 | 0 | 0 | 0.9619 | 0.7861 | 0 | 0
4795 | 0 | 0.84126 | 327.0931 | 0 | 0 | 0 | 0 | 0 | 0 | 0 | 0 | 0 | 0 | 0.94216 | 0.1009 | 0 | 0
4796 | 0 | 0.92549 | 325.7843 | 0 | 0 | 0 | 0 | 0 | 0 | 0 | 0 | 0 | 0 | 0.92549 | 0 | 0 | 0
4797 | 0 | 0.8909 | 324.5244 | 0 | 0 | 0 | 0 | 0 | 0 | 0 | 0 | 0 | 0 | 0.8909 | 0 | 0 | 0
4798 | 0 | 0.82676 | 323.3552 | 0 | 0 | 0 | 0 | 0 | 0 | 0 | 0 | 0 | 0 | 0.82676 | 0 | 0 | 0
4799 | 0 | 0.7625 | 322.2769 | 0 | 0 | 0 | 0 | 0 | 0 | 0 | 0 | 0 | 0 | 0.7625 | 0 | 0 | 0
4800 | 0 | 0.70741 | 321.2764 | 0 | 0 | 0 | 0 | 0 | 0 | 0 | 0 | 0 | 0 | 0.70741 | 0 | 0 | 0
4801 | 0 | 0.6687 | 320.3307 | 0 | 0 | 0 | 0 | 0 | 0 | 0 | 0 | 0 | 0 | 0.6687 | 0 | 0 | 0
4802 | 0 | 0.64034 | 319.4251 | 0 | 0 | 0 | 0 | 0 | 0 | 0 | 0 | 0 | 0 | 0.64034 | 0 | 0 | 0
4803 | 0 | 0.62285 | 318.5443 | 0 | 0 | 0 | 0 | 0 | 0 | 0 | 0 | 0 | 0 | 0.62285 | 0 | 0 | 0
4804 | 0 | 0.6195 | 317.6682 | 0 | 0 | 0 | 0 | 0 | 0 | 0 | 0 | 0 | 0 | 0.6195 | 0 | 0 | 0
4805 | 0 | 0.63078 | 316.7761 | 0 | 0 | 0 | 0 | 0 | 0 | 0 | 0 | 0 | 0 | 0.63078 | 0 | 0 | 0
4806 | 0 | 0.56949 | 315.9708 | 0 | 0 | 0 | 0 | 0 | 0 | 0 | 0 | 0 | 0 | 0.64409 | 0.0746 | 0 | 0
4807 | 0 | 0.087005 | 315.8477 | 0 | 0 | 0 | 0 | 0 | 0 | 0 | 0 | 0 | 0 | 0.66436 | 0.57735 | 0 | 0
4808 | 1.0858 | 0 | 316.6155 | 0 | 0 | 0 | 0 | 0 | 0 | 0 | 0 | 0 | 0 | 0.68177 | 1.7676 | 0 | 0
4809 | 2.1885 | 0 | 318.163 | 0 | 0 | 0 | 0 | 0 | 0 | 0 | 0 | 0 | 0 | 0.68954 | 2.878 | 0 | 0
4810 | 3.005 | 0 | 320.2879 | 0 | 0 | 0 | 0 | 0 | 0 | 0 | 0 | 0 | 0 | 0.70117 | 3.7062 | 0 | 0
4811 | 3.5079 | 0 | 322.7684 | 0 | 0 | 0 | 0 | 0 | 0 | 0 | 0 | 0 | 0 | 0.71402 | 4.2219 | 0 | 0
4812 | 3.7473 | 0 | 325.4181 | 0 | 0 | 0 | 0 | 0 | 0 | 0 | 0 | 0 | 0 | 0.73017 | 4.4775 | 0 | 0
4813 | 3.7304 | 0 | 328.056 | 0 | 0 | 0 | 0 | 0 | 0 | 0 | 0 | 0 | 0 | 0.74782 | 4.4783 | 0 | 0
4814 | 3.434 | 0 | 330.4841 | 0 | 0 | 0 | 0 | 0 | 0 | 0 | 0 | 0 | 0 | 0.77929 | 4.2133 | 0 | 0
4815 | 2.8776 | 0 | 332.5189 | 0 | 0 | 0 | 0 | 0 | 0 | 0 | 0 | 0 | 0 | 0.8175 | 3.6951 | 0 | 0
4816 | 2.0828 | 0 | 333.9917 | 0 | 0 | 0 | 0 | 0 | 0 | 0 | 0 | 0 | 0 | 0.85927 | 2.9421 | 0 | 0
4817 | 1.0396 | 0 | 334.7269 | 0 | 0 | 0 | 0 | 0 | 0 | 0 | 0 | 0 | 0 | 0.89087 | 1.9305 | 0 | 0
4818 | 0 | 0.12401 | 334.5515 | 0 | 0 | 0 | 0 | 0 | 0 | 0 | 0 | 0 | 0 | 0.90706 | 0.78305 | 0 | 0
4819 | 0 | 0.7911 | 333.4327 | 0 | 0 | 0 | 0 | 0 | 0 | 0 | 0 | 0 | 0 | 0.8918 | 0.1007 | 0 | 0
4820 | 0 | 0.88279 | 332.1842 | 0 | 0 | 0 | 0 | 0 | 0 | 0 | 0 | 0 | 0 | 0.88279 | 0 | 0 | 0
4821 | 0 | 0.85441 | 330.9759 | 0 | 0 | 0 | 0 | 0 | 0 | 0 | 0 | 0 | 0 | 0.85441 | 0 | 0 | 0
4822 | 0 | 0.80063 | 329.8437 | 0 | 0 | 0 | 0 | 0 | 0 | 0 | 0 | 0 | 0 | 0.80063 | 0 | 0 | 0
4823 | 0 | 0.74443 | 328.7909 | 0 | 0 | 0 | 0 | 0 | 0 | 0 | 0 | 0 | 0 | 0.74443 | 0 | 0 | 0
4824 | 0 | 0.6922 | 327.812 | 0 | 0 | 0 | 0 | 0 | 0 | 0 | 0 | 0 | 0 | 0.6922 | 0 | 0 | 0
4825 | 0 | 0.65873 | 326.8804 | 0 | 0 | 0 | 0 | 0 | 0 | 0 | 0 | 0 | 0 | 0.65873 | 0 | 0 | 0
4826 | 0 | 0.63581 | 325.9812 | 0 | 0 | 0 | 0 | 0 | 0 | 0 | 0 | 0 | 0 | 0.63581 | 0 | 0 | 0
4827 | 0 | 0.61776 | 325.1076 | 0 | 0 | 0 | 0 | 0 | 0 | 0 | 0 | 0 | 0 | 0.61776 | 0 | 0 | 0
4828 | 0 | 0.61321 | 324.2403 | 0 | 0 | 0 | 0 | 0 | 0 | 0 | 0 | 0 | 0 | 0.61321 | 0 | 0 | 0
4829 | 0 | 0.61572 | 323.3696 | 0 | 0 | 0 | 0 | 0 | 0 | 0 | 0 | 0 | 0 | 0.61572 | 0 | 0 | 0
4830 | 0 | 0.54309 | 322.6015 | 0 | 0 | 0 | 0 | 0 | 0 | 0 | 0 | 0 | 0 | 0.61322 | 0.070125 | 0 | 0
4831 | 0 | 0.058035 | 322.5195 | 0 | 0 | 0 | 0 | 0 | 0 | 0 | 0 | 0 | 0 | 0.63343 | 0.5754 | 0 | 0
4832 | 1.0905 | 0 | 323.2906 | 0 | 0 | 0 | 0 | 0 | 0 | 0 | 0 | 0 | 0 | 0.64813 | 1.7387 | 0 | 0
4833 | 2.1389 | 0 | 324.803 | 0 | 0 | 0 | 0 | 0 | 0 | 0 | 0 | 0 | 0 | 0.65529 | 2.7942 | 0 | 0
4834 | 2.8791 | 0 | 326.8388 | 0 | 0 | 0 | 0 | 0 | 0 | 0 | 0 | 0 | 0 | 0.67412 | 3.5532 | 0 | 0
4835 | 3.357 | 0 | 329.2126 | 0 | 0 | 0 | 0 | 0 | 0 | 0 | 0 | 0 | 0 | 0.69203 | 4.0491 | 0 | 0
4836 | 3.5531 | 0 | 331.725 | 0 | 0 | 0 | 0 | 0 | 0 | 0 | 0 | 0 | 0 | 0.72489 | 4.278 | 0 | 0
4837 | 3.5356 | 0 | 334.225 | 0 | 0 | 0 | 0 | 0 | 0 | 0 | 0 | 0 | 0 | 0.77008 | 4.3056 | 0 | 0
4838 | 3.2314 | 0 | 336.51 | 0 | 0 | 0 | 0 | 0 | 0 | 0 | 0 | 0 | 0 | 0.82309 | 4.0545 | 0 | 0
4839 | 2.6985 | 0 | 338.4181 | 0 | 0 | 0 | 0 | 0 | 0 | 0 | 0 | 0 | 0 | 0.87884 | 3.5774 | 0 | 0
4840 | 1.9209 | 0 | 339.7764 | 0 | 0 | 0 | 0 | 0 | 0 | 0 | 0 | 0 | 0 | 0.92947 | 2.8504 | 0 | 0
4841 | 0.90302 | 0 | 340.415 | 0 | 0 | 0 | 0 | 0 | 0 | 0 | 0 | 0 | 0 | 0.97058 | 1.8736 | 0 | 0
4842 | 0 | 0.2218 | 340.1013 | 0 | 0 | 0 | 0 | 0 | 0 | 0 | 0 | 0 | 0 | 0.98945 | 0.76765 | 0 | 0
4843 | 0 | 0.87367 | 338.8657 | 0 | 0 | 0 | 0 | 0 | 0 | 0 | 0 | 0 | 0 | 0.97452 | 0.10085 | 0 | 0
4844 | 0 | 0.95755 | 337.5116 | 0 | 0 | 0 | 0 | 0 | 0 | 0 | 0 | 0 | 0 | 0.95755 | 0 | 0 | 0
4845 | 0 | 0.92088 | 336.2092 | 0 | 0 | 0 | 0 | 0 | 0 | 0 | 0 | 0 | 0 | 0.92088 | 0 | 0 | 0
4846 | 0 | 0.8389 | 335.0229 | 0 | 0 | 0 | 0 | 0 | 0 | 0 | 0 | 0 | 0 | 0.8389 | 0 | 0 | 0
4847 | 0 | 0.77121 | 333.9322 | 0 | 0 | 0 | 0 | 0 | 0 | 0 | 0 | 0 | 0 | 0.77121 | 0 | 0 | 0
4848 | 0 | 0.71447 | 332.9218 | 0 | 0 | 0 | 0 | 0 | 0 | 0 | 0 | 0 | 0 | 0.71447 | 0 | 0 | 0
4849 | 0 | 0.67454 | 331.9678 | 0 | 0 | 0 | 0 | 0 | 0 | 0 | 0 | 0 | 0 | 0.67454 | 0 | 0 | 0
4850 | 0 | 0.6521 | 331.0456 | 0 | 0 | 0 | 0 | 0 | 0 | 0 | 0 | 0 | 0 | 0.6521 | 0 | 0 | 0
4851 | 0 | 0.64231 | 330.1373 | 0 | 0 | 0 | 0 | 0 | 0 | 0 | 0 | 0 | 0 | 0.64231 | 0 | 0 | 0
4852 | 0 | 0.64958 | 329.2186 | 0 | 0 | 0 | 0 | 0 | 0 | 0 | 0 | 0 | 0 | 0.64958 | 0 | 0 | 0
4853 | 0 | 0.68104 | 328.2555 | 0 | 0 | 0 | 0 | 0 | 0 | 0 | 0 | 0 | 0 | 0.68104 | 0 | 0 | 0
4854 | 0 | 0.65189 | 327.3336 | 0 | 0 | 0 | 0 | 0 | 0 | 0 | 0 | 0 | 0 | 0.72169 | 0.0698 | 0 | 0
4855 | 0 | 0.20356 | 327.0457 | 0 | 0 | 0 | 0 | 0 | 0 | 0 | 0 | 0 | 0 | 0.76621 | 0.56265 | 0 | 0
4856 | 0.94649 | 0 | 327.715 | 0 | 0 | 0 | 0 | 0 | 0 | 0 | 0 | 0 | 0 | 0.79391 | 1.7404 | 0 | 0
4857 | 2.0249 | 0 | 329.1467 | 0 | 0 | 0 | 0 | 0 | 0 | 0 | 0 | 0 | 0 | 0.81775 | 2.8426 | 0 | 0
4858 | 2.8397 | 0 | 331.1547 | 0 | 0 | 0 | 0 | 0 | 0 | 0 | 0 | 0 | 0 | 0.84199 | 3.6816 | 0 | 0
4859 | 3.3198 | 0 | 333.5022 | 0 | 0 | 0 | 0 | 0 | 0 | 0 | 0 | 0 | 0 | 0.87141 | 4.1913 | 0 | 0
4860 | 3.5264 | 0 | 335.9957 | 0 | 0 | 0 | 0 | 0 | 0 | 0 | 0 | 0 | 0 | 0.90766 | 4.4341 | 0 | 0
4861 | 3.4856 | 0 | 338.4604 | 0 | 0 | 0 | 0 | 0 | 0 | 0 | 0 | 0 | 0 | 0.96466 | 4.4502 | 0 | 0
4862 | 3.1894 | 0 | 340.7157 | 0 | 0 | 0 | 0 | 0 | 0 | 0 | 0 | 0 | 0 | 1.021 | 4.2104 | 0 | 0
4863 | 2.6552 | 0 | 342.5932 | 0 | 0 | 0 | 0 | 0 | 0 | 0 | 0 | 0 | 0 | 1.0741 | 3.7294 | 0 | 0
4864 | 1.8494 | 0 | 343.9009 | 0 | 0 | 0 | 0 | 0 | 0 | 0 | 0 | 0 | 0 | 1.1171 | 2.9665 | 0 | 0
4865 | 0.81351 | 0 | 344.4761 | 0 | 0 | 0 | 0 | 0 | 0 | 0 | 0 | 0 | 0 | 1.1362 | 1.9498 | 0 | 0
4866 | 0 | 0.34673 | 343.9858 | 0 | 0 | 0 | 0 | 0 | 0 | 0 | 0 | 0 | 0 | 1.1305 | 0.78375 | 0 | 0
4867 | 0 | 1.009 | 342.5589 | 0 | 0 | 0 | 0 | 0 | 0 | 0 | 0 | 0 | 0 | 1.1053 | 0.096325 | 0 | 0
4868 | 0 | 1.0812 | 341.0298 | 0 | 0 | 0 | 0 | 0 | 0 | 0 | 0 | 0 | 0 | 1.0812 | 0 | 0 | 0
4869 | 0 | 1.0308 | 339.5721 | 0 | 0 | 0 | 0 | 0 | 0 | 0 | 0 | 0 | 0 | 1.0308 | 0 | 0 | 0
4870 | 0 | 0.94185 | 338.2401 | 0 | 0 | 0 | 0 | 0 | 0 | 0 | 0 | 0 | 0 | 0.94185 | 0 | 0 | 0
4871 | 0 | 0.85909 | 337.0251 | 0 | 0 | 0 | 0 | 0 | 0 | 0 | 0 | 0 | 0 | 0.85909 | 0 | 0 | 0
4872 | 0 | 0.79412 | 335.9021 | 0 | 0 | 0 | 0 | 0 | 0 | 0 | 0 | 0 | 0 | 0.79412 | 0 | 0 | 0
4873 | 0 | 0.74792 | 334.8444 | 0 | 0 | 0 | 0 | 0 | 0 | 0 | 0 | 0 | 0 | 0.74792 | 0 | 0 | 0
4874 | 0 | 0.71862 | 333.8281 | 0 | 0 | 0 | 0 | 0 | 0 | 0 | 0 | 0 | 0 | 0.71862 | 0 | 0 | 0
4875 | 0 | 0.70026 | 332.8378 | 0 | 0 | 0 | 0 | 0 | 0 | 0 | 0 | 0 | 0 | 0.70026 | 0 | 0 | 0
4876 | 0 | 0.70539 | 331.8402 | 0 | 0 | 0 | 0 | 0 | 0 | 0 | 0 | 0 | 0 | 0.70539 | 0 | 0 | 0
4877 | 0 | 0.73498 | 330.8008 | 0 | 0 | 0 | 0 | 0 | 0 | 0 | 0 | 0 | 0 | 0.73498 | 0 | 0 | 0
4878 | 0 | 0.70246 | 329.8074 | 0 | 0 | 0 | 0 | 0 | 0 | 0 | 0 | 0 | 0 | 0.77736 | 0.0749 | 0 | 0
4879 | 0 | 0.25063 | 329.4529 | 0 | 0 | 0 | 0 | 0 | 0 | 0 | 0 | 0 | 0 | 0.81538 | 0.56475 | 0 | 0
4880 | 0.89872 | 0 | 330.0884 | 0 | 0 | 0 | 0 | 0 | 0 | 0 | 0 | 0 | 0 | 0.84333 | 1.7421 | 0 | 0
4881 | 1.9778 | 0 | 331.4869 | 0 | 0 | 0 | 0 | 0 | 0 | 0 | 0 | 0 | 0 | 0.87589 | 2.8537 | 0 | 0
4882 | 2.7761 | 0 | 333.4499 | 0 | 0 | 0 | 0 | 0 | 0 | 0 | 0 | 0 | 0 | 0.91553 | 3.6917 | 0 | 0
4883 | 3.2738 | 0 | 335.7648 | 0 | 0 | 0 | 0 | 0 | 0 | 0 | 0 | 0 | 0 | 0.96672 | 4.2405 | 0 | 0
4884 | 3.4727 | 0 | 338.2204 | 0 | 0 | 0 | 0 | 0 | 0 | 0 | 0 | 0 | 0 | 1.0107 | 4.4834 | 0 | 0
4885 | 3.4419 | 0 | 340.6542 | 0 | 0 | 0 | 0 | 0 | 0 | 0 | 0 | 0 | 0 | 1.0592 | 4.5011 | 0 | 0
4886 | 3.1214 | 0 | 342.8613 | 0 | 0 | 0 | 0 | 0 | 0 | 0 | 0 | 0 | 0 | 1.1066 | 4.2279 | 0 | 0
4887 | 2.5639 | 0 | 344.6743 | 0 | 0 | 0 | 0 | 0 | 0 | 0 | 0 | 0 | 0 | 1.1484 | 3.7123 | 0 | 0
4888 | 1.762 | 0 | 345.9202 | 0 | 0 | 0 | 0 | 0 | 0 | 0 | 0 | 0 | 0 | 1.1738 | 2.9358 | 0 | 0
4889 | 0.72436 | 0 | 346.4324 | 0 | 0 | 0 | 0 | 0 | 0 | 0 | 0 | 0 | 0 | 1.1827 | 1.9071 | 0 | 0
4890 | 0 | 0.40234 | 345.8634 | 0 | 0 | 0 | 0 | 0 | 0 | 0 | 0 | 0 | 0 | 1.1758 | 0.7735 | 0 | 0
4891 | 0 | 1.044 | 344.3869 | 0 | 0 | 0 | 0 | 0 | 0 | 0 | 0 | 0 | 0 | 1.149 | 0.10497 | 0 | 0
4892 | 0 | 1.1156 | 342.8092 | 0 | 0 | 0 | 0 | 0 | 0 | 0 | 0 | 0 | 0 | 1.1156 | 0 | 0 | 0
4893 | 0 | 1.059 | 341.3115 | 0 | 0 | 0 | 0 | 0 | 0 | 0 | 0 | 0 | 0 | 1.059 | 0 | 0 | 0
4894 | 0 | 0.9649 | 339.9469 | 0 | 0 | 0 | 0 | 0 | 0 | 0 | 0 | 0 | 0 | 0.9649 | 0 | 0 | 0
4895 | 0 | 0.88001 | 338.7024 | 0 | 0 | 0 | 0 | 0 | 0 | 0 | 0 | 0 | 0 | 0.88001 | 0 | 0 | 0
4896 | 0 | 0.80756 | 337.5604 | 0 | 0 | 0 | 0 | 0 | 0 | 0 | 0 | 0 | 0 | 0.80756 | 0 | 0 | 0
4897 | 0 | 0.7682 | 336.474 | 0 | 0 | 0 | 0 | 0 | 0 | 0 | 0 | 0 | 0 | 0.7682 | 0 | 0 | 0
4898 | 0 | 0.73161 | 335.4393 | 0 | 0 | 0 | 0 | 0 | 0 | 0 | 0 | 0 | 0 | 0.73161 | 0 | 0 | 0
4899 | 0 | 0.70384 | 334.4439 | 0 | 0 | 0 | 0 | 0 | 0 | 0 | 0 | 0 | 0 | 0.70384 | 0 | 0 | 0
4900 | 0 | 0.70218 | 333.4509 | 0 | 0 | 0 | 0 | 0 | 0 | 0 | 0 | 0 | 0 | 0.70218 | 0 | 0 | 0
4901 | 0 | 0.72249 | 332.4291 | 0 | 0 | 0 | 0 | 0 | 0 | 0 | 0 | 0 | 0 | 0.72249 | 0 | 0 | 0
4902 | 0 | 0.67001 | 331.4816 | 0 | 0 | 0 | 0 | 0 | 0 | 0 | 0 | 0 | 0 | 0.74421 | 0.0742 | 0 | 0
4903 | 0 | 0.2394 | 331.143 | 0 | 0 | 0 | 0 | 0 | 0 | 0 | 0 | 0 | 0 | 0.8025 | 0.5631 | 0 | 0
4904 | 0.86209 | 0 | 331.7526 | 0 | 0 | 0 | 0 | 0 | 0 | 0 | 0 | 0 | 0 | 0.84096 | 1.703 | 0 | 0
4905 | 1.9042 | 0 | 333.0991 | 0 | 0 | 0 | 0 | 0 | 0 | 0 | 0 | 0 | 0 | 0.88114 | 2.7854 | 0 | 0
4906 | 2.6864 | 0 | 334.9987 | 0 | 0 | 0 | 0 | 0 | 0 | 0 | 0 | 0 | 0 | 0.93151 | 3.6179 | 0 | 0
4907 | 3.1606 | 0 | 337.2336 | 0 | 0 | 0 | 0 | 0 | 0 | 0 | 0 | 0 | 0 | 0.99403 | 4.1547 | 0 | 0
4908 | 3.3664 | 0 | 339.614 | 0 | 0 | 0 | 0 | 0 | 0 | 0 | 0 | 0 | 0 | 1.0594 | 4.4258 | 0 | 0
4909 | 3.3198 | 0 | 341.9615 | 0 | 0 | 0 | 0 | 0 | 0 | 0 | 0 | 0 | 0 | 1.1126 | 4.4325 | 0 | 0
4910 | 3.0235 | 0 | 344.0994 | 0 | 0 | 0 | 0 | 0 | 0 | 0 | 0 | 0 | 0 | 1.152 | 4.1755 | 0 | 0
4911 | 2.4356 | 0 | 345.8216 | 0 | 0 | 0 | 0 | 0 | 0 | 0 | 0 | 0 | 0 | 1.1946 | 3.6301 | 0 | 0
4912 | 1.6428 | 0 | 346.9832 | 0 | 0 | 0 | 0 | 0 | 0 | 0 | 0 | 0 | 0 | 1.2077 | 2.8505 | 0 | 0
4913 | 0.6083 | 0 | 347.4134 | 0 | 0 | 0 | 0 | 0 | 0 | 0 | 0 | 0 | 0 | 1.2157 | 1.824 | 0 | 0
4914 | 0 | 0.43054 | 346.8045 | 0 | 0 | 0 | 0 | 0 | 0 | 0 | 0 | 0 | 0 | 1.1957 | 0.7652 | 0 | 0
4915 | 0 | 1.0479 | 345.3225 | 0 | 0 | 0 | 0 | 0 | 0 | 0 | 0 | 0 | 0 | 1.1749 | 0.12702 | 0 | 0
4916 | 0 | 1.1514 | 343.6942 | 0 | 0 | 0 | 0 | 0 | 0 | 0 | 0 | 0 | 0 | 1.1514 | 0 | 0 | 0
4917 | 0 | 1.095 | 342.1456 | 0 | 0 | 0 | 0 | 0 | 0 | 0 | 0 | 0 | 0 | 1.095 | 0 | 0 | 0
4918 | 0 | 0.99723 | 340.7353 | 0 | 0 | 0 | 0 | 0 | 0 | 0 | 0 | 0 | 0 | 0.99723 | 0 | 0 | 0
4919 | 0 | 0.90736 | 339.4521 | 0 | 0 | 0 | 0 | 0 | 0 | 0 | 0 | 0 | 0 | 0.90736 | 0 | 0 | 0
4920 | 0 | 0.83215 | 338.2753 | 0 | 0 | 0 | 0 | 0 | 0 | 0 | 0 | 0 | 0 | 0.83215 | 0 | 0 | 0
4921 | 0 | 0.78998 | 337.1581 | 0 | 0 | 0 | 0 | 0 | 0 | 0 | 0 | 0 | 0 | 0.78998 | 0 | 0 | 0
4922 | 0 | 0.75393 | 336.0919 | 0 | 0 | 0 | 0 | 0 | 0 | 0 | 0 | 0 | 0 | 0.75393 | 0 | 0 | 0
4923 | 0 | 0.73039 | 335.059 | 0 | 0 | 0 | 0 | 0 | 0 | 0 | 0 | 0 | 0 | 0.73039 | 0 | 0 | 0
4924 | 0 | 0.7285 | 334.0287 | 0 | 0 | 0 | 0 | 0 | 0 | 0 | 0 | 0 | 0 | 0.7285 | 0 | 0 | 0
4925 | 0 | 0.75057 | 332.9672 | 0 | 0 | 0 | 0 | 0 | 0 | 0 | 0 | 0 | 0 | 0.75057 | 0 | 0 | 0
4926 | 0 | 0.74178 | 331.9182 | 0 | 0 | 0 | 0 | 0 | 0 | 0 | 0 | 0 | 0 | 0.78723 | 0.04545 | 0 | 0
4927 | 0 | 0.24211 | 331.5758 | 0 | 0 | 0 | 0 | 0 | 0 | 0 | 0 | 0 | 0 | 0.82546 | 0.58335 | 0 | 0
4928 | 0 | 0 | 331.5758 | 0 | 0 | 0 | 0 | 0 | 0 | 0 | 0 | 0 | 0 | 0.86377 | 1.518 | 0 | 0.65424
4929 | 1.605 | 0 | 332.7108 | 0 | 0 | 0 | 0 | 0 | 0 | 0 | 0 | 0 | 0 | 0.89076 | 2.4958 | 0 | 0
4930 | 2.3711 | 0 | 334.3873 | 0 | 0 | 0 | 0 | 0 | 0 | 0 | 0 | 0 | 0 | 0.92549 | 3.2965 | 0 | 0
4931 | 3.1888 | 0 | 336.6422 | 0 | 0 | 0 | 0 | 0 | 0 | 0 | 0 | 0 | 0 | 0.95114 | 4.1399 | 0 | 0
4932 | 3.407 | 0 | 339.0513 | 0 | 0 | 0 | 0 | 0 | 0 | 0 | 0 | 0 | 0 | 0.99305 | 4.4001 | 0 | 0
4933 | 3.3599 | 0 | 341.4271 | 0 | 0 | 0 | 0 | 0 | 0 | 0 | 0 | 0 | 0 | 1.0442 | 4.4041 | 0 | 0
4934 | 3.015 | 0 | 343.559 | 0 | 0 | 0 | 0 | 0 | 0 | 0 | 0 | 0 | 0 | 1.0895 | 4.1044 | 0 | 0
4935 | 2.4621 | 0 | 345.3 | 0 | 0 | 0 | 0 | 0 | 0 | 0 | 0 | 0 | 0 | 1.1379 | 3.6 | 0 | 0
4936 | 1.6877 | 0 | 346.4934 | 0 | 0 | 0 | 0 | 0 | 0 | 0 | 0 | 0 | 0 | 1.1671 | 2.8548 | 0 | 0
4937 | 0.66831 | 0 | 346.9659 | 0 | 0 | 0 | 0 | 0 | 0 | 0 | 0 | 0 | 0 | 1.183 | 1.8514 | 0 | 0
4938 | 0 | 0.42142 | 346.3699 | 0 | 0 | 0 | 0 | 0 | 0 | 0 | 0 | 0 | 0 | 1.1692 | 0.74775 | 0 | 0
4939 | 0 | 1.0177 | 344.9307 | 0 | 0 | 0 | 0 | 0 | 0 | 0 | 0 | 0 | 0 | 1.1365 | 0.1188 | 0 | 0
4940 | 0 | 1.1115 | 343.3588 | 0 | 0 | 0 | 0 | 0 | 0 | 0 | 0 | 0 | 0 | 1.1115 | 0 | 0 | 0
4941 | 0 | 1.0576 | 341.8632 | 0 | 0 | 0 | 0 | 0 | 0 | 0 | 0 | 0 | 0 | 1.0576 | 0 | 0 | 0
4942 | 0 | 0.97022 | 340.4911 | 0 | 0 | 0 | 0 | 0 | 0 | 0 | 0 | 0 | 0 | 0.97022 | 0 | 0 | 0
4943 | 0 | 0.88696 | 339.2367 | 0 | 0 | 0 | 0 | 0 | 0 | 0 | 0 | 0 | 0 | 0.88696 | 0 | 0 | 0
4944 | 0 | 0.82417 | 338.0712 | 0 | 0 | 0 | 0 | 0 | 0 | 0 | 0 | 0 | 0 | 0.82417 | 0 | 0 | 0
4945 | 0 | 0.77606 | 336.9737 | 0 | 0 | 0 | 0 | 0 | 0 | 0 | 0 | 0 | 0 | 0.77606 | 0 | 0 | 0
4946 | 0 | 0.74137 | 335.9252 | 0 | 0 | 0 | 0 | 0 | 0 | 0 | 0 | 0 | 0 | 0.74137 | 0 | 0 | 0
4947 | 0 | 0.71842 | 334.9092 | 0 | 0 | 0 | 0 | 0 | 0 | 0 | 0 | 0 | 0 | 0.71842 | 0 | 0 | 0
4948 | 0 | 0.71797 | 333.8938 | 0 | 0 | 0 | 0 | 0 | 0 | 0 | 0 | 0 | 0 | 0.71797 | 0 | 0 | 0
4949 | 0 | 0.74276 | 332.8434 | 0 | 0 | 0 | 0 | 0 | 0 | 0 | 0 | 0 | 0 | 0.74276 | 0 | 0 | 0
4950 | 0 | 0.70929 | 331.8403 | 0 | 0 | 0 | 0 | 0 | 0 | 0 | 0 | 0 | 0 | 0.78134 | 0.07205 | 0 | 0
4951 | 0 | 0.25727 | 331.4765 | 0 | 0 | 0 | 0 | 0 | 0 | 0 | 0 | 0 | 0 | 0.82057 | 0.5633 | 0 | 0
4952 | 0.78296 | 0 | 332.0301 | 0 | 0 | 0 | 0 | 0 | 0 | 0 | 0 | 0 | 0 | 0.85329 | 1.6362 | 0 | 0
4953 | 1.7973 | 0 | 333.301 | 0 | 0 | 0 | 0 | 0 | 0 | 0 | 0 | 0 | 0 | 0.88807 | 2.6854 | 0 | 0
4954 | 2.5303 | 0 | 335.0902 | 0 | 0 | 0 | 0 | 0 | 0 | 0 | 0 | 0 | 0 | 0.93195 | 3.4623 | 0 | 0
4955 | 2.9903 | 0 | 337.2047 | 0 | 0 | 0 | 0 | 0 | 0 | 0 | 0 | 0 | 0 | 0.97367 | 3.964 | 0 | 0
4956 | 3.1507 | 0 | 339.4326 | 0 | 0 | 0 | 0 | 0 | 0 | 0 | 0 | 0 | 0 | 1.024 | 4.1746 | 0 | 0
4957 | 3.0698 | 0 | 341.6033 | 0 | 0 | 0 | 0 | 0 | 0 | 0 | 0 | 0 | 0 | 1.0755 | 4.1453 | 0 | 0
4958 | 2.7472 | 0 | 343.5459 | 0 | 0 | 0 | 0 | 0 | 0 | 0 | 0 | 0 | 0 | 1.1122 | 3.8594 | 0 | 0
4959 | 2.2353 | 0 | 345.1265 | 0 | 0 | 0 | 0 | 0 | 0 | 0 | 0 | 0 | 0 | 1.1563 | 3.3916 | 0 | 0
4960 | 1.5102 | 0 | 346.1943 | 0 | 0 | 0 | 0 | 0 | 0 | 0 | 0 | 0 | 0 | 1.1855 | 2.6957 | 0 | 0
4961 | 0.57678 | 0 | 346.6021 | 0 | 0 | 0 | 0 | 0 | 0 | 0 | 0 | 0 | 0 | 1.1925 | 1.7692 | 0 | 0
4962 | 0 | 0.45899 | 345.953 | 0 | 0 | 0 | 0 | 0 | 0 | 0 | 0 | 0 | 0 | 1.1816 | 0.72265 | 0 | 0
4963 | 0 | 1.0403 | 344.4818 | 0 | 0 | 0 | 0 | 0 | 0 | 0 | 0 | 0 | 0 | 1.1457 | 0.10535 | 0 | 0
4964 | 0 | 1.1063 | 342.9172 | 0 | 0 | 0 | 0 | 0 | 0 | 0 | 0 | 0 | 0 | 1.1063 | 0 | 0 | 0
4965 | 0 | 1.049 | 341.4337 | 0 | 0 | 0 | 0 | 0 | 0 | 0 | 0 | 0 | 0 | 1.049 | 0 | 0 | 0
4966 | 0 | 0.96348 | 340.0711 | 0 | 0 | 0 | 0 | 0 | 0 | 0 | 0 | 0 | 0 | 0.96348 | 0 | 0 | 0
4967 | 0 | 0.88213 | 338.8236 | 0 | 0 | 0 | 0 | 0 | 0 | 0 | 0 | 0 | 0 | 0.88213 | 0 | 0 | 0
4968 | 0 | 0.81189 | 337.6754 | 0 | 0 | 0 | 0 | 0 | 0 | 0 | 0 | 0 | 0 | 0.81189 | 0 | 0 | 0
4969 | 0 | 0.7573 | 336.6044 | 0 | 0 | 0 | 0 | 0 | 0 | 0 | 0 | 0 | 0 | 0.7573 | 0 | 0 | 0
4970 | 0 | 0.72063 | 335.5853 | 0 | 0 | 0 | 0 | 0 | 0 | 0 | 0 | 0 | 0 | 0.72063 | 0 | 0 | 0
4971 | 0 | 0.70093 | 334.594 | 0 | 0 | 0 | 0 | 0 | 0 | 0 | 0 | 0 | 0 | 0.70093 | 0 | 0 | 0
4972 | 0 | 0.69139 | 333.6163 | 0 | 0 | 0 | 0 | 0 | 0 | 0 | 0 | 0 | 0 | 0.69139 | 0 | 0 | 0
4973 | 0 | 0.69582 | 332.6322 | 0 | 0 | 0 | 0 | 0 | 0 | 0 | 0 | 0 | 0 | 0.69582 | 0 | 0 | 0
4974 | 0 | 0.63333 | 331.7365 | 0 | 0 | 0 | 0 | 0 | 0 | 0 | 0 | 0 | 0 | 0.70026 | 0.066925 | 0 | 0
4975 | 0 | 0.19309 | 331.4635 | 0 | 0 | 0 | 0 | 0 | 0 | 0 | 0 | 0 | 0 | 0.73364 | 0.54055 | 0 | 0
4976 | 0.81917 | 0 | 332.0427 | 0 | 0 | 0 | 0 | 0 | 0 | 0 | 0 | 0 | 0 | 0.76088 | 1.58 | 0 | 0
4977 | 1.7783 | 0 | 333.3002 | 0 | 0 | 0 | 0 | 0 | 0 | 0 | 0 | 0 | 0 | 0.79889 | 2.5772 | 0 | 0
4978 | 2.4954 | 0 | 335.0647 | 0 | 0 | 0 | 0 | 0 | 0 | 0 | 0 | 0 | 0 | 0.84435 | 3.3397 | 0 | 0
4979 | 2.9653 | 0 | 337.1615 | 0 | 0 | 0 | 0 | 0 | 0 | 0 | 0 | 0 | 0 | 0.88292 | 3.8482 | 0 | 0
4980 | 3.1551 | 0 | 339.3924 | 0 | 0 | 0 | 0 | 0 | 0 | 0 | 0 | 0 | 0 | 0.93775 | 4.0928 | 0 | 0
4981 | 3.1084 | 0 | 341.5904 | 0 | 0 | 0 | 0 | 0 | 0 | 0 | 0 | 0 | 0 | 0.99388 | 4.1022 | 0 | 0
4982 | 2.8086 | 0 | 343.5764 | 0 | 0 | 0 | 0 | 0 | 0 | 0 | 0 | 0 | 0 | 1.0405 | 3.8491 | 0 | 0
4983 | 2.2496 | 0 | 345.167 | 0 | 0 | 0 | 0 | 0 | 0 | 0 | 0 | 0 | 0 | 1.0899 | 3.3395 | 0 | 0
4984 | 1.474 | 0 | 346.2093 | 0 | 0 | 0 | 0 | 0 | 0 | 0 | 0 | 0 | 0 | 1.1297 | 2.6037 | 0 | 0
4985 | 0.50083 | 0 | 346.5634 | 0 | 0 | 0 | 0 | 0 | 0 | 0 | 0 | 0 | 0 | 1.1632 | 1.6641 | 0 | 0
4986 | 0 | 0.47052 | 345.898 | 0 | 0 | 0 | 0 | 0 | 0 | 0 | 0 | 0 | 0 | 1.1725 | 0.70195 | 0 | 0
4987 | 0 | 1.0266 | 344.4462 | 0 | 0 | 0 | 0 | 0 | 0 | 0 | 0 | 0 | 0 | 1.1448 | 0.1182 | 0 | 0
4988 | 0 | 1.1063 | 342.8818 | 0 | 0 | 0 | 0 | 0 | 0 | 0 | 0 | 0 | 0 | 1.1063 | 0 | 0 | 0
4989 | 0 | 1.0485 | 341.399 | 0 | 0 | 0 | 0 | 0 | 0 | 0 | 0 | 0 | 0 | 1.0485 | 0 | 0 | 0
4990 | 0 | 0.96596 | 340.0329 | 0 | 0 | 0 | 0 | 0 | 0 | 0 | 0 | 0 | 0 | 0.96596 | 0 | 0 | 0
4991 | 0 | 0.88647 | 338.7792 | 0 | 0 | 0 | 0 | 0 | 0 | 0 | 0 | 0 | 0 | 0.88647 | 0 | 0 | 0
4992 | 0 | 0.81508 | 337.6265 | 0 | 0 | 0 | 0 | 0 | 0 | 0 | 0 | 0 | 0 | 0.81508 | 0 | 0 | 0
4993 | 0 | 0.76045 | 336.5511 | 0 | 0 | 0 | 0 | 0 | 0 | 0 | 0 | 0 | 0 | 0.76045 | 0 | 0 | 0
4994 | 0 | 0.72005 | 335.5328 | 0 | 0 | 0 | 0 | 0 | 0 | 0 | 0 | 0 | 0 | 0.72005 | 0 | 0 | 0
4995 | 0 | 0.68814 | 334.5596 | 0 | 0 | 0 | 0 | 0 | 0 | 0 | 0 | 0 | 0 | 0.68814 | 0 | 0 | 0
4996 | 0 | 0.67284 | 333.6081 | 0 | 0 | 0 | 0 | 0 | 0 | 0 | 0 | 0 | 0 | 0.67284 | 0 | 0 | 0
4997 | 0 | 0.6688 | 332.6622 | 0 | 0 | 0 | 0 | 0 | 0 | 0 | 0 | 0 | 0 | 0.6688 | 0 | 0 | 0
4998 | 0 | 0.60994 | 331.7996 | 0 | 0 | 0 | 0 | 0 | 0 | 0 | 0 | 0 | 0 | 0.66646 | 0.056525 | 0 | 0
4999 | 0 | 0.14247 | 331.5982 | 0 | 0 | 0 | 0 | 0 | 0 | 0 | 0 | 0 | 0 | 0.69266 | 0.5502 | 0 | 0
5000 | 0.80721 | 0 | 332.169 | 0 | 0 | 0 | 0 | 0 | 0 | 0 | 0 | 0 | 0 | 0.72019 | 1.5274 | 0 | 0
5001 | 1.8077 | 0 | 333.4472 | 0 | 0 | 0 | 0 | 0 | 0 | 0 | 0 | 0 | 0 | 0.75747 | 2.5652 | 0 | 0
5002 | 2.5721 | 0 | 335.2659 | 0 | 0 | 0 | 0 | 0 | 0 | 0 | 0 | 0 | 0 | 0.80109 | 3.3731 | 0 | 0
5003 | 3.0403 | 0 | 337.4158 | 0 | 0 | 0 | 0 | 0 | 0 | 0 | 0 | 0 | 0 | 0.84436 | 3.8847 | 0 | 0
5004 | 3.2515 | 0 | 339.7149 | 0 | 0 | 0 | 0 | 0 | 0 | 0 | 0 | 0 | 0 | 0.89879 | 4.1502 | 0 | 0
5005 | 3.1808 | 0 | 341.9641 | 0 | 0 | 0 | 0 | 0 | 0 | 0 | 0 | 0 | 0 | 0.95434 | 4.1351 | 0 | 0
5006 | 2.8355 | 0 | 343.9691 | 0 | 0 | 0 | 0 | 0 | 0 | 0 | 0 | 0 | 0 | 1.0035 | 3.839 | 0 | 0
5007 | 2.3066 | 0 | 345.6001 | 0 | 0 | 0 | 0 | 0 | 0 | 0 | 0 | 0 | 0 | 1.0486 | 3.3552 | 0 | 0
5008 | 1.5438 | 0 | 346.6917 | 0 | 0 | 0 | 0 | 0 | 0 | 0 | 0 | 0 | 0 | 1.0844 | 2.6282 | 0 | 0
5009 | 0.58311 | 0 | 347.1041 | 0 | 0 | 0 | 0 | 0 | 0 | 0 | 0 | 0 | 0 | 1.1079 | 1.691 | 0 | 0
5010 | 0 | 0.40596 | 346.5299 | 0 | 0 | 0 | 0 | 0 | 0 | 0 | 0 | 0 | 0 | 1.1122 | 0.7062 | 0 | 0
5011 | 0 | 0.96654 | 345.163 | 0 | 0 | 0 | 0 | 0 | 0 | 0 | 0 | 0 | 0 | 1.081 | 0.11442 | 0 | 0
5012 | 0 | 1.048 | 343.681 | 0 | 0 | 0 | 0 | 0 | 0 | 0 | 0 | 0 | 0 | 1.048 | 0 | 0 | 0
5013 | 0 | 0.98996 | 342.281 | 0 | 0 | 0 | 0 | 0 | 0 | 0 | 0 | 0 | 0 | 0.98996 | 0 | 0 | 0
5014 | 0 | 0.90722 | 340.998 | 0 | 0 | 0 | 0 | 0 | 0 | 0 | 0 | 0 | 0 | 0.90722 | 0 | 0 | 0
5015 | 0 | 0.82401 | 339.8326 | 0 | 0 | 0 | 0 | 0 | 0 | 0 | 0 | 0 | 0 | 0.82401 | 0 | 0 | 0
5016 | 0 | 0.75988 | 338.758 | 0 | 0 | 0 | 0 | 0 | 0 | 0 | 0 | 0 | 0 | 0.75988 | 0 | 0 | 0
5017 | 0 | 0.71571 | 337.7458 | 0 | 0 | 0 | 0 | 0 | 0 | 0 | 0 | 0 | 0 | 0.71571 | 0 | 0 | 0
5018 | 0 | 0.68489 | 336.7773 | 0 | 0 | 0 | 0 | 0 | 0 | 0 | 0 | 0 | 0 | 0.68489 | 0 | 0 | 0
5019 | 0 | 0.66965 | 335.8302 | 0 | 0 | 0 | 0 | 0 | 0 | 0 | 0 | 0 | 0 | 0.66965 | 0 | 0 | 0
5020 | 0 | 0.67502 | 334.8756 | 0 | 0 | 0 | 0 | 0 | 0 | 0 | 0 | 0 | 0 | 0.67502 | 0 | 0 | 0
5021 | 0 | 0.70627 | 333.8768 | 0 | 0 | 0 | 0 | 0 | 0 | 0 | 0 | 0 | 0 | 0.70627 | 0 | 0 | 0
5022 | 0 | 0.68962 | 332.9015 | 0 | 0 | 0 | 0 | 0 | 0 | 0 | 0 | 0 | 0 | 0.74409 | 0.054475 | 0 | 0
5023 | 0 | 0.25095 | 332.5466 | 0 | 0 | 0 | 0 | 0 | 0 | 0 | 0 | 0 | 0 | 0.78635 | 0.5354 | 0 | 0
5024 | 0.72511 | 0 | 333.0594 | 0 | 0 | 0 | 0 | 0 | 0 | 0 | 0 | 0 | 0 | 0.81964 | 1.5448 | 0 | 0
5025 | 1.697 | 0 | 334.2593 | 0 | 0 | 0 | 0 | 0 | 0 | 0 | 0 | 0 | 0 | 0.83708 | 2.5341 | 0 | 0
5026 | 2.4624 | 0 | 336.0005 | 0 | 0 | 0 | 0 | 0 | 0 | 0 | 0 | 0 | 0 | 0.86005 | 3.3224 | 0 | 0
5027 | 2.9125 | 0 | 338.0599 | 0 | 0 | 0 | 0 | 0 | 0 | 0 | 0 | 0 | 0 | 0.8872 | 3.7997 | 0 | 0
5028 | 3.1311 | 0 | 340.2739 | 0 | 0 | 0 | 0 | 0 | 0 | 0 | 0 | 0 | 0 | 0.92983 | 4.0609 | 0 | 0
5029 | 3.0818 | 0 | 342.4531 | 0 | 0 | 0 | 0 | 0 | 0 | 0 | 0 | 0 | 0 | 0.97752 | 4.0594 | 0 | 0
5030 | 2.8312 | 0 | 344.4551 | 0 | 0 | 0 | 0 | 0 | 0 | 0 | 0 | 0 | 0 | 1.019 | 3.8502 | 0 | 0
5031 | 2.3327 | 0 | 346.1045 | 0 | 0 | 0 | 0 | 0 | 0 | 0 | 0 | 0 | 0 | 1.064 | 3.3967 | 0 | 0
5032 | 1.5837 | 0 | 347.2243 | 0 | 0 | 0 | 0 | 0 | 0 | 0 | 0 | 0 | 0 | 1.097 | 2.6807 | 0 | 0
5033 | 0.60759 | 0 | 347.654 | 0 | 0 | 0 | 0 | 0 | 0 | 0 | 0 | 0 | 0 | 1.1196 | 1.7271 | 0 | 0
5034 | 0 | 0.40774 | 347.0774 | 0 | 0 | 0 | 0 | 0 | 0 | 0 | 0 | 0 | 0 | 1.1158 | 0.7081 | 0 | 0
5035 | 0 | 0.97495 | 345.6986 | 0 | 0 | 0 | 0 | 0 | 0 | 0 | 0 | 0 | 0 | 1.0813 | 0.1063 | 0 | 0
5036 | 0 | 1.0527 | 344.2098 | 0 | 0 | 0 | 0 | 0 | 0 | 0 | 0 | 0 | 0 | 1.0527 | 0 | 0 | 0
5037 | 0 | 0.99264 | 342.806 | 0 | 0 | 0 | 0 | 0 | 0 | 0 | 0 | 0 | 0 | 0.99264 | 0 | 0 | 0
5038 | 0 | 0.90224 | 341.5301 | 0 | 0 | 0 | 0 | 0 | 0 | 0 | 0 | 0 | 0 | 0.90224 | 0 | 0 | 0
5039 | 0 | 0.82564 | 340.3624 | 0 | 0 | 0 | 0 | 0 | 0 | 0 | 0 | 0 | 0 | 0.82564 | 0 | 0 | 0
5040 | 0 | 0.76163 | 339.2853 | 0 | 0 | 0 | 0 | 0 | 0 | 0 | 0 | 0 | 0 | 0.76163 | 0 | 0 | 0
5041 | 0 | 0.71837 | 338.2694 | 0 | 0 | 0 | 0 | 0 | 0 | 0 | 0 | 0 | 0 | 0.71837 | 0 | 0 | 0
5042 | 0 | 0.69048 | 337.2929 | 0 | 0 | 0 | 0 | 0 | 0 | 0 | 0 | 0 | 0 | 0.69048 | 0 | 0 | 0
5043 | 0 | 0.67239 | 336.342 | 0 | 0 | 0 | 0 | 0 | 0 | 0 | 0 | 0 | 0 | 0.67239 | 0 | 0 | 0
5044 | 0 | 0.67568 | 335.3864 | 0 | 0 | 0 | 0 | 0 | 0 | 0 | 0 | 0 | 0 | 0.67568 | 0 | 0 | 0
5045 | 0 | 0.70396 | 334.3909 | 0 | 0 | 0 | 0 | 0 | 0 | 0 | 0 | 0 | 0 | 0.70396 | 0 | 0 | 0
5046 | 0 | 0.69062 | 333.4142 | 0 | 0 | 0 | 0 | 0 | 0 | 0 | 0 | 0 | 0 | 0.74092 | 0.0503 | 0 | 0
5047 | 0 | 0.23223 | 333.0858 | 0 | 0 | 0 | 0 | 0 | 0 | 0 | 0 | 0 | 0 | 0.77003 | 0.5378 | 0 | 0
5048 | 0.75207 | 0 | 333.6176 | 0 | 0 | 0 | 0 | 0 | 0 | 0 | 0 | 0 | 0 | 0.79088 | 1.543 | 0 | 0
5049 | 1.7432 | 0 | 334.8502 | 0 | 0 | 0 | 0 | 0 | 0 | 0 | 0 | 0 | 0 | 0.80545 | 2.5486 | 0 | 0
5050 | 2.518 | 0 | 336.6306 | 0 | 0 | 0 | 0 | 0 | 0 | 0 | 0 | 0 | 0 | 0.82749 | 3.3455 | 0 | 0
5051 | 3.1038 | 0 | 338.8254 | 0 | 0 | 0 | 0 | 0 | 0 | 0 | 0 | 0 | 0 | 0.85293 | 3.9567 | 0 | 0
5052 | 3.3318 | 0 | 341.1813 | 0 | 0 | 0 | 0 | 0 | 0 | 0 | 0 | 0 | 0 | 0.8876 | 4.2194 | 0 | 0
5053 | 3.2952 | 0 | 343.5113 | 0 | 0 | 0 | 0 | 0 | 0 | 0 | 0 | 0 | 0 | 0.9318 | 4.227 | 0 | 0
5054 | 2.9434 | 0 | 345.5926 | 0 | 0 | 0 | 0 | 0 | 0 | 0 | 0 | 0 | 0 | 0.96992 | 3.9133 | 0 | 0
5055 | 2.3939 | 0 | 347.2854 | 0 | 0 | 0 | 0 | 0 | 0 | 0 | 0 | 0 | 0 | 1.0086 | 3.4024 | 0 | 0
5056 | 1.6299 | 0 | 348.4379 | 0 | 0 | 0 | 0 | 0 | 0 | 0 | 0 | 0 | 0 | 1.0374 | 2.6673 | 0 | 0
5057 | 0.6525 | 0 | 348.8993 | 0 | 0 | 0 | 0 | 0 | 0 | 0 | 0 | 0 | 0 | 1.058 | 1.7105 | 0 | 0
5058 | 0 | 0.35017 | 348.4041 | 0 | 0 | 0 | 0 | 0 | 0 | 0 | 0 | 0 | 0 | 1.0601 | 0.7099 | 0 | 0
5059 | 0 | 0.92333 | 347.0983 | 0 | 0 | 0 | 0 | 0 | 0 | 0 | 0 | 0 | 0 | 1.0383 | 0.115 | 0 | 0
5060 | 0 | 1.0209 | 345.6545 | 0 | 0 | 0 | 0 | 0 | 0 | 0 | 0 | 0 | 0 | 1.0209 | 0 | 0 | 0
5061 | 0 | 0.97001 | 344.2827 | 0 | 0 | 0 | 0 | 0 | 0 | 0 | 0 | 0 | 0 | 0.97001 | 0 | 0 | 0
5062 | 0 | 0.88992 | 343.0242 | 0 | 0 | 0 | 0 | 0 | 0 | 0 | 0 | 0 | 0 | 0.88992 | 0 | 0 | 0
5063 | 0 | 0.81552 | 341.8708 | 0 | 0 | 0 | 0 | 0 | 0 | 0 | 0 | 0 | 0 | 0.81552 | 0 | 0 | 0
5064 | 0 | 0.7569 | 340.8004 | 0 | 0 | 0 | 0 | 0 | 0 | 0 | 0 | 0 | 0 | 0.7569 | 0 | 0 | 0
5065 | 0 | 0.72413 | 339.7763 | 0 | 0 | 0 | 0 | 0 | 0 | 0 | 0 | 0 | 0 | 0.72413 | 0 | 0 | 0
5066 | 0 | 0.70366 | 338.7812 | 0 | 0 | 0 | 0 | 0 | 0 | 0 | 0 | 0 | 0 | 0.70366 | 0 | 0 | 0
5067 | 0 | 0.68764 | 337.8088 | 0 | 0 | 0 | 0 | 0 | 0 | 0 | 0 | 0 | 0 | 0.68764 | 0 | 0 | 0
5068 | 0 | 0.68435 | 336.8409 | 0 | 0 | 0 | 0 | 0 | 0 | 0 | 0 | 0 | 0 | 0.68435 | 0 | 0 | 0
5069 | 0 | 0.70461 | 335.8445 | 0 | 0 | 0 | 0 | 0 | 0 | 0 | 0 | 0 | 0 | 0.70461 | 0 | 0 | 0
5070 | 0 | 0.69953 | 334.8552 | 0 | 0 | 0 | 0 | 0 | 0 | 0 | 0 | 0 | 0 | 0.73988 | 0.04035 | 0 | 0
5071 | 0 | 0.21344 | 334.5533 | 0 | 0 | 0 | 0 | 0 | 0 | 0 | 0 | 0 | 0 | 0.76799 | 0.55455 | 0 | 0
5072 | 0.71508 | 0 | 335.059 | 0 | 0 | 0 | 0 | 0 | 0 | 0 | 0 | 0 | 0 | 0.79532 | 1.5104 | 0 | 0
5073 | 1.6989 | 0 | 336.2603 | 0 | 0 | 0 | 0 | 0 | 0 | 0 | 0 | 0 | 0 | 0.8117 | 2.5106 | 0 | 0
5074 | 2.4806 | 0 | 338.0143 | 0 | 0 | 0 | 0 | 0 | 0 | 0 | 0 | 0 | 0 | 0.8286 | 3.3093 | 0 | 0
5075 | 2.9788 | 0 | 340.1207 | 0 | 0 | 0 | 0 | 0 | 0 | 0 | 0 | 0 | 0 | 0.85738 | 3.8361 | 0 | 0
5076 | 3.2024 | 0 | 342.3851 | 0 | 0 | 0 | 0 | 0 | 0 | 0 | 0 | 0 | 0 | 0.89485 | 4.0973 | 0 | 0
5077 | 3.1965 | 0 | 344.6454 | 0 | 0 | 0 | 0 | 0 | 0 | 0 | 0 | 0 | 0 | 0.93495 | 4.1315 | 0 | 0
5078 | 2.9745 | 0 | 346.7487 | 0 | 0 | 0 | 0 | 0 | 0 | 0 | 0 | 0 | 0 | 0.9781 | 3.9526 | 0 | 0
5079 | 2.4523 | 0 | 348.4827 | 0 | 0 | 0 | 0 | 0 | 0 | 0 | 0 | 0 | 0 | 1.0225 | 3.4747 | 0 | 0
5080 | 1.6801 | 0 | 349.6707 | 0 | 0 | 0 | 0 | 0 | 0 | 0 | 0 | 0 | 0 | 1.0574 | 2.7376 | 0 | 0
5081 | 0.67835 | 0 | 350.1504 | 0 | 0 | 0 | 0 | 0 | 0 | 0 | 0 | 0 | 0 | 1.0825 | 1.7609 | 0 | 0
5082 | 0 | 0.37693 | 349.6174 | 0 | 0 | 0 | 0 | 0 | 0 | 0 | 0 | 0 | 0 | 1.0822 | 0.7053 | 0 | 0
5083 | 0 | 0.95573 | 348.2657 | 0 | 0 | 0 | 0 | 0 | 0 | 0 | 0 | 0 | 0 | 1.0561 | 0.10038 | 0 | 0
5084 | 0 | 1.0344 | 346.8028 | 0 | 0 | 0 | 0 | 0 | 0 | 0 | 0 | 0 | 0 | 1.0344 | 0 | 0 | 0
5085 | 0 | 0.97796 | 345.4198 | 0 | 0 | 0 | 0 | 0 | 0 | 0 | 0 | 0 | 0 | 0.97796 | 0 | 0 | 0
5086 | 0 | 0.8928 | 344.1572 | 0 | 0 | 0 | 0 | 0 | 0 | 0 | 0 | 0 | 0 | 0.8928 | 0 | 0 | 0
5087 | 0 | 0.81639 | 343.0026 | 0 | 0 | 0 | 0 | 0 | 0 | 0 | 0 | 0 | 0 | 0.81639 | 0 | 0 | 0
5088 | 0 | 0.75964 | 341.9283 | 0 | 0 | 0 | 0 | 0 | 0 | 0 | 0 | 0 | 0 | 0.75964 | 0 | 0 | 0
5089 | 0 | 0.72528 | 340.9026 | 0 | 0 | 0 | 0 | 0 | 0 | 0 | 0 | 0 | 0 | 0.72528 | 0 | 0 | 0
5090 | 0 | 0.69665 | 339.9174 | 0 | 0 | 0 | 0 | 0 | 0 | 0 | 0 | 0 | 0 | 0.69665 | 0 | 0 | 0
5091 | 0 | 0.68091 | 338.9545 | 0 | 0 | 0 | 0 | 0 | 0 | 0 | 0 | 0 | 0 | 0.68091 | 0 | 0 | 0
5092 | 0 | 0.68497 | 337.9858 | 0 | 0 | 0 | 0 | 0 | 0 | 0 | 0 | 0 | 0 | 0.68497 | 0 | 0 | 0
5093 | 0 | 0.71372 | 336.9764 | 0 | 0 | 0 | 0 | 0 | 0 | 0 | 0 | 0 | 0 | 0.71372 | 0 | 0 | 0
5094 | 0 | 0.714 | 335.9667 | 0 | 0 | 0 | 0 | 0 | 0 | 0 | 0 | 0 | 0 | 0.75075 | 0.03675 | 0 | 0
5095 | 0 | 0.22401 | 335.6499 | 0 | 0 | 0 | 0 | 0 | 0 | 0 | 0 | 0 | 0 | 0.77981 | 0.5558 | 0 | 0
5096 | 0.7346 | 0 | 336.1693 | 0 | 0 | 0 | 0 | 0 | 0 | 0 | 0 | 0 | 0 | 0.7984 | 1.533 | 0 | 0
5097 | 1.7432 | 0 | 337.4019 | 0 | 0 | 0 | 0 | 0 | 0 | 0 | 0 | 0 | 0 | 0.81375 | 2.5569 | 0 | 0
5098 | 0 | 0 | 337.4019 | 0 | 0 | 0 | 0 | 0 | 0 | 0 | 0 | 0 | 0 | 0.8378 | 3.3594 | 0 | 2.5215
5099 | 3.153 | 0 | 339.6314 | 0 | 0 | 0 | 0 | 0 | 0 | 0 | 0 | 0 | 0 | 0.86701 | 4.02 | 0 | 0
5100 | 3.2991 | 0 | 341.9642 | 0 | 0 | 0 | 0 | 0 | 0 | 0 | 0 | 0 | 0 | 0.90472 | 4.2039 | 0 | 0
5101 | 3.2359 | 0 | 344.2523 | 0 | 0 | 0 | 0 | 0 | 0 | 0 | 0 | 0 | 0 | 0.94882 | 4.1847 | 0 | 0
5102 | 2.8858 | 0 | 346.2929 | 0 | 0 | 0 | 0 | 0 | 0 | 0 | 0 | 0 | 0 | 0.9951 | 3.8809 | 0 | 0
5103 | 2.3652 | 0 | 347.9654 | 0 | 0 | 0 | 0 | 0 | 0 | 0 | 0 | 0 | 0 | 1.0368 | 3.402 | 0 | 0
5104 | 0 | 0 | 347.9654 | 0 | 0 | 0 | 0 | 0 | 0 | 0 | 0 | 0 | 0 | 1.07 | 2.7281 | 0 | 1.658
5105 | 0.68682 | 0 | 348.4511 | 0 | 0 | 0 | 0 | 0 | 0 | 0 | 0 | 0 | 0 | 1.0918 | 1.7786 | 0 | 0
5106 | 0 | 0.38308 | 347.9093 | 0 | 0 | 0 | 0 | 0 | 0 | 0 | 0 | 0 | 0 | 1.0912 | 0.7081 | 0 | 0
5107 | 0 | 0.96141 | 346.5497 | 0 | 0 | 0 | 0 | 0 | 0 | 0 | 0 | 0 | 0 | 1.0623 | 0.10085 | 0 | 0
5108 | 0 | 1.0362 | 345.0842 | 0 | 0 | 0 | 0 | 0 | 0 | 0 | 0 | 0 | 0 | 1.0362 | 0 | 0 | 0
5109 | 0 | 0.98234 | 343.695 | 0 | 0 | 0 | 0 | 0 | 0 | 0 | 0 | 0 | 0 | 0.98234 | 0 | 0 | 0
5110 | 0 | 0.89657 | 342.4271 | 0 | 0 | 0 | 0 | 0 | 0 | 0 | 0 | 0 | 0 | 0.89657 | 0 | 0 | 0
5111 | 0 | 0.81861 | 341.2694 | 0 | 0 | 0 | 0 | 0 | 0 | 0 | 0 | 0 | 0 | 0.81861 | 0 | 0 | 0
5112 | 0 | 0.75574 | 340.2006 | 0 | 0 | 0 | 0 | 0 | 0 | 0 | 0 | 0 | 0 | 0.75574 | 0 | 0 | 0
5113 | 0 | 0.7111 | 339.1949 | 0 | 0 | 0 | 0 | 0 | 0 | 0 | 0 | 0 | 0 | 0.7111 | 0 | 0 | 0
5114 | 0 | 0.68707 | 338.2233 | 0 | 0 | 0 | 0 | 0 | 0 | 0 | 0 | 0 | 0 | 0.68707 | 0 | 0 | 0
5115 | 0 | 0.67328 | 337.2711 | 0 | 0 | 0 | 0 | 0 | 0 | 0 | 0 | 0 | 0 | 0.67328 | 0 | 0 | 0
5116 | 0 | 0.67417 | 336.3177 | 0 | 0 | 0 | 0 | 0 | 0 | 0 | 0 | 0 | 0 | 0.67417 | 0 | 0 | 0
5117 | 0 | 0.70189 | 335.3251 | 0 | 0 | 0 | 0 | 0 | 0 | 0 | 0 | 0 | 0 | 0.70189 | 0 | 0 | 0
5118 | 0 | 0.68589 | 334.3551 | 0 | 0 | 0 | 0 | 0 | 0 | 0 | 0 | 0 | 0 | 0.73414 | 0.04825 | 0 | 0
5119 | 0 | 0.23034 | 334.0293 | 0 | 0 | 0 | 0 | 0 | 0 | 0 | 0 | 0 | 0 | 0.76119 | 0.53085 | 0 | 0
5120 | 0.83394 | 0 | 334.619 | 0 | 0 | 0 | 0 | 0 | 0 | 0 | 0 | 0 | 0 | 0.78071 | 1.6146 | 0 | 0
5121 | 1.8959 | 0 | 335.9596 | 0 | 0 | 0 | 0 | 0 | 0 | 0 | 0 | 0 | 0 | 0.79836 | 2.6942 | 0 | 0
5122 | 2.7041 | 0 | 337.8717 | 0 | 0 | 0 | 0 | 0 | 0 | 0 | 0 | 0 | 0 | 0.82245 | 3.5265 | 0 | 0
5123 | 3.1915 | 0 | 340.1284 | 0 | 0 | 0 | 0 | 0 | 0 | 0 | 0 | 0 | 0 | 0.85216 | 4.0437 | 0 | 0
5124 | 3.3886 | 0 | 342.5246 | 0 | 0 | 0 | 0 | 0 | 0 | 0 | 0 | 0 | 0 | 0.89541 | 4.284 | 0 | 0
5125 | 3.358 | 0 | 344.899 | 0 | 0 | 0 | 0 | 0 | 0 | 0 | 0 | 0 | 0 | 0.94908 | 4.3071 | 0 | 0
5126 | 3.0559 | 0 | 347.0599 | 0 | 0 | 0 | 0 | 0 | 0 | 0 | 0 | 0 | 0 | 1.002 | 4.0579 | 0 | 0
5127 | 2.5053 | 0 | 348.8314 | 0 | 0 | 0 | 0 | 0 | 0 | 0 | 0 | 0 | 0 | 1.0513 | 3.5566 | 0 | 0
5128 | 1.7189 | 0 | 350.0468 | 0 | 0 | 0 | 0 | 0 | 0 | 0 | 0 | 0 | 0 | 1.0906 | 2.8095 | 0 | 0
5129 | 0.69154 | 0 | 350.5358 | 0 | 0 | 0 | 0 | 0 | 0 | 0 | 0 | 0 | 0 | 1.1083 | 1.7998 | 0 | 0
5130 | 0 | 0.38533 | 349.9909 | 0 | 0 | 0 | 0 | 0 | 0 | 0 | 0 | 0 | 0 | 1.1005 | 0.7152 | 0 | 0
5131 | 0 | 0.96941 | 348.6199 | 0 | 0 | 0 | 0 | 0 | 0 | 0 | 0 | 0 | 0 | 1.0669 | 0.0975 | 0 | 0
5132 | 0 | 1.0383 | 347.1515 | 0 | 0 | 0 | 0 | 0 | 0 | 0 | 0 | 0 | 0 | 1.0383 | 0 | 0 | 0
5133 | 0 | 0.98445 | 345.7593 | 0 | 0 | 0 | 0 | 0 | 0 | 0 | 0 | 0 | 0 | 0.98445 | 0 | 0 | 0
5134 | 0 | 0.90707 | 344.4765 | 0 | 0 | 0 | 0 | 0 | 0 | 0 | 0 | 0 | 0 | 0.90707 | 0 | 0 | 0
5135 | 0 | 0.83447 | 343.2964 | 0 | 0 | 0 | 0 | 0 | 0 | 0 | 0 | 0 | 0 | 0.83447 | 0 | 0 | 0
5136 | 0 | 0.76937 | 342.2083 | 0 | 0 | 0 | 0 | 0 | 0 | 0 | 0 | 0 | 0 | 0.76937 | 0 | 0 | 0
5137 | 0 | 0.72115 | 341.1885 | 0 | 0 | 0 | 0 | 0 | 0 | 0 | 0 | 0 | 0 | 0.72115 | 0 | 0 | 0
5138 | 0 | 0.68751 | 340.2162 | 0 | 0 | 0 | 0 | 0 | 0 | 0 | 0 | 0 | 0 | 0.68751 | 0 | 0 | 0
5139 | 0 | 0.66462 | 339.2763 | 0 | 0 | 0 | 0 | 0 | 0 | 0 | 0 | 0 | 0 | 0.66462 | 0 | 0 | 0
5140 | 0 | 0.65709 | 338.347 | 0 | 0 | 0 | 0 | 0 | 0 | 0 | 0 | 0 | 0 | 0.65709 | 0 | 0 | 0
5141 | 0 | 0.66149 | 337.4115 | 0 | 0 | 0 | 0 | 0 | 0 | 0 | 0 | 0 | 0 | 0.66149 | 0 | 0 | 0
5142 | 0 | 0.62107 | 336.5332 | 0 | 0 | 0 | 0 | 0 | 0 | 0 | 0 | 0 | 0 | 0.66547 | 0.0444 | 0 | 0
5143 | 0 | 0.13145 | 336.3473 | 0 | 0 | 0 | 0 | 0 | 0 | 0 | 0 | 0 | 0 | 0.6796 | 0.54815 | 0 | 0
5144 | 0 | 0 | 336.3473 | 0 | 0 | 0 | 0 | 0 | 0 | 0 | 0 | 0 | 0 | 0.70302 | 1.6543 | 0 | 0.95128
5145 | 2.0206 | 0 | 337.7761 | 0 | 0 | 0 | 0 | 0 | 0 | 0 | 0 | 0 | 0 | 0.7347 | 2.7553 | 0 | 0
5146 | 2.8176 | 0 | 339.7684 | 0 | 0 | 0 | 0 | 0 | 0 | 0 | 0 | 0 | 0 | 0.76604 | 3.5836 | 0 | 0
5147 | 3.3549 | 0 | 342.1407 | 0 | 0 | 0 | 0 | 0 | 0 | 0 | 0 | 0 | 0 | 0.79843 | 4.1533 | 0 | 0
5148 | 3.5463 | 0 | 344.6483 | 0 | 0 | 0 | 0 | 0 | 0 | 0 | 0 | 0 | 0 | 0.84795 | 4.3943 | 0 | 0
5149 | 3.4858 | 0 | 347.1131 | 0 | 0 | 0 | 0 | 0 | 0 | 0 | 0 | 0 | 0 | 0.90309 | 4.3888 | 0 | 0
5150 | 3.1655 | 0 | 349.3514 | 0 | 0 | 0 | 0 | 0 | 0 | 0 | 0 | 0 | 0 | 0.95163 | 4.1171 | 0 | 0
5151 | 2.5902 | 0 | 351.1829 | 0 | 0 | 0 | 0 | 0 | 0 | 0 | 0 | 0 | 0 | 1.0022 | 3.5924 | 0 | 0
5152 | 0 | 0 | 351.1829 | 0 | 0 | 0 | 0 | 0 | 0 | 0 | 0 | 0 | 0 | 1.0353 | 2.8175 | 0 | 1.7821
5153 | 0.71986 | 0 | 351.692 | 0 | 0 | 0 | 0 | 0 | 0 | 0 | 0 | 0 | 0 | 1.06 | 1.7799 | 0 | 0
5154 | 0 | 0.35069 | 351.196 | 0 | 0 | 0 | 0 | 0 | 0 | 0 | 0 | 0 | 0 | 1.0616 | 0.7109 | 0 | 0
5155 | 0 | 0.93784 | 349.8697 | 0 | 0 | 0 | 0 | 0 | 0 | 0 | 0 | 0 | 0 | 1.032 | 0.09415 | 0 | 0
5156 | 0 | 1.006 | 348.447 | 0 | 0 | 0 | 0 | 0 | 0 | 0 | 0 | 0 | 0 | 1.006 | 0 | 0 | 0
5157 | 0 | 0.95374 | 347.0983 | 0 | 0 | 0 | 0 | 0 | 0 | 0 | 0 | 0 | 0 | 0.95374 | 0 | 0 | 0
5158 | 0 | 0.8792 | 345.8549 | 0 | 0 | 0 | 0 | 0 | 0 | 0 | 0 | 0 | 0 | 0.8792 | 0 | 0 | 0
5159 | 0 | 0.81238 | 344.706 | 0 | 0 | 0 | 0 | 0 | 0 | 0 | 0 | 0 | 0 | 0.81238 | 0 | 0 | 0
5160 | 0 | 0.75183 | 343.6427 | 0 | 0 | 0 | 0 | 0 | 0 | 0 | 0 | 0 | 0 | 0.75183 | 0 | 0 | 0
5161 | 0 | 0.70749 | 342.6422 | 0 | 0 | 0 | 0 | 0 | 0 | 0 | 0 | 0 | 0 | 0.70749 | 0 | 0 | 0
5162 | 0 | 0.67364 | 341.6895 | 0 | 0 | 0 | 0 | 0 | 0 | 0 | 0 | 0 | 0 | 0.67364 | 0 | 0 | 0
5163 | 0 | 0.64846 | 340.7725 | 0 | 0 | 0 | 0 | 0 | 0 | 0 | 0 | 0 | 0 | 0.64846 | 0 | 0 | 0
5164 | 0 | 0.63721 | 339.8713 | 0 | 0 | 0 | 0 | 0 | 0 | 0 | 0 | 0 | 0 | 0.63721 | 0 | 0 | 0
5165 | 0 | 0.63785 | 338.9693 | 0 | 0 | 0 | 0 | 0 | 0 | 0 | 0 | 0 | 0 | 0.63785 | 0 | 0 | 0
5166 | 0 | 0.55931 | 338.1783 | 0 | 0 | 0 | 0 | 0 | 0 | 0 | 0 | 0 | 0 | 0.63413 | 0.074825 | 0 | 0
5167 | 0 | 0.11943 | 338.0094 | 0 | 0 | 0 | 0 | 0 | 0 | 0 | 0 | 0 | 0 | 0.64978 | 0.53035 | 0 | 0
5168 | 0.73999 | 0 | 338.5327 | 0 | 0 | 0 | 0 | 0 | 0 | 0 | 0 | 0 | 0 | 0.67916 | 1.4191 | 0 | 0
5169 | 2.0119 | 0 | 339.9553 | 0 | 0 | 0 | 0 | 0 | 0 | 0 | 0 | 0 | 0 | 0.70346 | 2.7153 | 0 | 0
5170 | 2.7828 | 0 | 341.923 | 0 | 0 | 0 | 0 | 0 | 0 | 0 | 0 | 0 | 0 | 0.72822 | 3.5111 | 0 | 0
5171 | 3.2824 | 0 | 344.2441 | 0 | 0 | 0 | 0 | 0 | 0 | 0 | 0 | 0 | 0 | 0.75921 | 4.0416 | 0 | 0
5172 | 3.4798 | 0 | 346.7046 | 0 | 0 | 0 | 0 | 0 | 0 | 0 | 0 | 0 | 0 | 0.8086 | 4.2884 | 0 | 0
5173 | 3.4288 | 0 | 349.1292 | 0 | 0 | 0 | 0 | 0 | 0 | 0 | 0 | 0 | 0 | 0.86697 | 4.2958 | 0 | 0
5174 | 3.0444 | 0 | 351.2819 | 0 | 0 | 0 | 0 | 0 | 0 | 0 | 0 | 0 | 0 | 0.92503 | 3.9694 | 0 | 0
5175 | 2.4388 | 0 | 353.0063 | 0 | 0 | 0 | 0 | 0 | 0 | 0 | 0 | 0 | 0 | 0.98098 | 3.4198 | 0 | 0
5176 | 1.6572 | 0 | 354.1781 | 0 | 0 | 0 | 0 | 0 | 0 | 0 | 0 | 0 | 0 | 1.0218 | 2.679 | 0 | 0
5177 | 0.65717 | 0 | 354.6428 | 0 | 0 | 0 | 0 | 0 | 0 | 0 | 0 | 0 | 0 | 1.0546 | 1.7118 | 0 | 0
5178 | 0 | 0.35823 | 354.1362 | 0 | 0 | 0 | 0 | 0 | 0 | 0 | 0 | 0 | 0 | 1.0575 | 0.6993 | 0 | 0
5179 | 0 | 0.94331 | 352.8022 | 0 | 0 | 0 | 0 | 0 | 0 | 0 | 0 | 0 | 0 | 1.0266 | 0.083325 | 0 | 0
5180 | 0 | 0.99903 | 351.3893 | 0 | 0 | 0 | 0 | 0 | 0 | 0 | 0 | 0 | 0 | 0.99903 | 0 | 0 | 0
5181 | 0 | 0.94332 | 350.0553 | 0 | 0 | 0 | 0 | 0 | 0 | 0 | 0 | 0 | 0 | 0.94332 | 0 | 0 | 0
5182 | 0 | 0.86463 | 348.8325 | 0 | 0 | 0 | 0 | 0 | 0 | 0 | 0 | 0 | 0 | 0.86463 | 0 | 0 | 0
5183 | 0 | 0.79049 | 347.7146 | 0 | 0 | 0 | 0 | 0 | 0 | 0 | 0 | 0 | 0 | 0.79049 | 0 | 0 | 0
5184 | 0 | 0.73197 | 346.6794 | 0 | 0 | 0 | 0 | 0 | 0 | 0 | 0 | 0 | 0 | 0.73197 | 0 | 0 | 0
5185 | 0 | 0.69219 | 345.7005 | 0 | 0 | 0 | 0 | 0 | 0 | 0 | 0 | 0 | 0 | 0.69219 | 0 | 0 | 0
5186 | 0 | 0.66417 | 344.7612 | 0 | 0 | 0 | 0 | 0 | 0 | 0 | 0 | 0 | 0 | 0.66417 | 0 | 0 | 0
5187 | 0 | 0.65001 | 343.842 | 0 | 0 | 0 | 0 | 0 | 0 | 0 | 0 | 0 | 0 | 0.65001 | 0 | 0 | 0
5188 | 0 | 0.65676 | 342.9132 | 0 | 0 | 0 | 0 | 0 | 0 | 0 | 0 | 0 | 0 | 0.65676 | 0 | 0 | 0
5189 | 0 | 0.68956 | 341.938 | 0 | 0 | 0 | 0 | 0 | 0 | 0 | 0 | 0 | 0 | 0.68956 | 0 | 0 | 0
5190 | 0 | 0.69576 | 340.954 | 0 | 0 | 0 | 0 | 0 | 0 | 0 | 0 | 0 | 0 | 0.73316 | 0.0374 | 0 | 0
5191 | 0 | 0.21686 | 340.6474 | 0 | 0 | 0 | 0 | 0 | 0 | 0 | 0 | 0 | 0 | 0.77216 | 0.5553 | 0 | 0
5192 | 0.87175 | 0 | 341.2638 | 0 | 0 | 0 | 0 | 0 | 0 | 0 | 0 | 0 | 0 | 0.81005 | 1.6818 | 0 | 0
5193 | 1.9694 | 0 | 342.6563 | 0 | 0 | 0 | 0 | 0 | 0 | 0 | 0 | 0 | 0 | 0.83142 | 2.8008 | 0 | 0
5194 | 2.8001 | 0 | 344.6363 | 0 | 0 | 0 | 0 | 0 | 0 | 0 | 0 | 0 | 0 | 0.86839 | 3.6684 | 0 | 0
5195 | 3.3875 | 0 | 347.0316 | 0 | 0 | 0 | 0 | 0 | 0 | 0 | 0 | 0 | 0 | 0.9032 | 4.2907 | 0 | 0
5196 | 3.5827 | 0 | 349.5649 | 0 | 0 | 0 | 0 | 0 | 0 | 0 | 0 | 0 | 0 | 0.95552 | 4.5382 | 0 | 0
5197 | 3.5113 | 0 | 352.0478 | 0 | 0 | 0 | 0 | 0 | 0 | 0 | 0 | 0 | 0 | 1.0134 | 4.5247 | 0 | 0
5198 | 3.1949 | 0 | 354.307 | 0 | 0 | 0 | 0 | 0 | 0 | 0 | 0 | 0 | 0 | 1.066 | 4.261 | 0 | 0
5199 | 2.631 | 0 | 356.1674 | 0 | 0 | 0 | 0 | 0 | 0 | 0 | 0 | 0 | 0 | 1.1079 | 3.7389 | 0 | 0
5200 | 1.8021 | 0 | 357.4417 | 0 | 0 | 0 | 0 | 0 | 0 | 0 | 0 | 0 | 0 | 1.1366 | 2.9387 | 0 | 0
5201 | 0.7204 | 0 | 357.9511 | 0 | 0 | 0 | 0 | 0 | 0 | 0 | 0 | 0 | 0 | 1.1525 | 1.8729 | 0 | 0
5202 | 0 | 0.42026 | 357.3567 | 0 | 0 | 0 | 0 | 0 | 0 | 0 | 0 | 0 | 0 | 1.1425 | 0.72225 | 0 | 0
5203 | 0 | 1.0149 | 355.9214 | 0 | 0 | 0 | 0 | 0 | 0 | 0 | 0 | 0 | 0 | 1.1029 | 0.088025 | 0 | 0
5204 | 0 | 1.0705 | 354.4075 | 0 | 0 | 0 | 0 | 0 | 0 | 0 | 0 | 0 | 0 | 1.0705 | 0 | 0 | 0
5205 | 0 | 1.0079 | 352.9821 | 0 | 0 | 0 | 0 | 0 | 0 | 0 | 0 | 0 | 0 | 1.0079 | 0 | 0 | 0
5206 | 0 | 0.91492 | 351.6883 | 0 | 0 | 0 | 0 | 0 | 0 | 0 | 0 | 0 | 0 | 0.91492 | 0 | 0 | 0
5207 | 0 | 0.83449 | 350.5081 | 0 | 0 | 0 | 0 | 0 | 0 | 0 | 0 | 0 | 0 | 0.83449 | 0 | 0 | 0
5208 | 0 | 0.77316 | 349.4147 | 0 | 0 | 0 | 0 | 0 | 0 | 0 | 0 | 0 | 0 | 0.77316 | 0 | 0 | 0
5209 | 0 | 0.72894 | 348.3838 | 0 | 0 | 0 | 0 | 0 | 0 | 0 | 0 | 0 | 0 | 0.72894 | 0 | 0 | 0
5210 | 0 | 0.69586 | 347.3997 | 0 | 0 | 0 | 0 | 0 | 0 | 0 | 0 | 0 | 0 | 0.69586 | 0 | 0 | 0
5211 | 0 | 0.67741 | 346.4417 | 0 | 0 | 0 | 0 | 0 | 0 | 0 | 0 | 0 | 0 | 0.67741 | 0 | 0 | 0
5212 | 0 | 0.68096 | 345.4787 | 0 | 0 | 0 | 0 | 0 | 0 | 0 | 0 | 0 | 0 | 0.68096 | 0 | 0 | 0
5213 | 0 | 0.71278 | 344.4707 | 0 | 0 | 0 | 0 | 0 | 0 | 0 | 0 | 0 | 0 | 0.71278 | 0 | 0 | 0
5214 | 0 | 0.71245 | 343.4631 | 0 | 0 | 0 | 0 | 0 | 0 | 0 | 0 | 0 | 0 | 0.7552 | 0.04275 | 0 | 0
5215 | 0 | 0.24276 | 343.1198 | 0 | 0 | 0 | 0 | 0 | 0 | 0 | 0 | 0 | 0 | 0.78801 | 0.54525 | 0 | 0
5216 | 0.91811 | 0 | 343.769 | 0 | 0 | 0 | 0 | 0 | 0 | 0 | 0 | 0 | 0 | 0.81074 | 1.7288 | 0 | 0
5217 | 2.0416 | 0 | 345.2126 | 0 | 0 | 0 | 0 | 0 | 0 | 0 | 0 | 0 | 0 | 0.83654 | 2.8781 | 0 | 0
5218 | 2.8597 | 0 | 347.2347 | 0 | 0 | 0 | 0 | 0 | 0 | 0 | 0 | 0 | 0 | 0.86214 | 3.7218 | 0 | 0
5219 | 3.4215 | 0 | 349.6541 | 0 | 0 | 0 | 0 | 0 | 0 | 0 | 0 | 0 | 0 | 0.89753 | 4.319 | 0 | 0
5220 | 3.6367 | 0 | 352.2256 | 0 | 0 | 0 | 0 | 0 | 0 | 0 | 0 | 0 | 0 | 0.95036 | 4.587 | 0 | 0
5221 | 3.5469 | 0 | 354.7336 | 0 | 0 | 0 | 0 | 0 | 0 | 0 | 0 | 0 | 0 | 1.0164 | 4.5633 | 0 | 0
5222 | 3.1781 | 0 | 356.9809 | 0 | 0 | 0 | 0 | 0 | 0 | 0 | 0 | 0 | 0 | 1.0752 | 4.2533 | 0 | 0
5223 | 2.5747 | 0 | 358.8015 | 0 | 0 | 0 | 0 | 0 | 0 | 0 | 0 | 0 | 0 | 1.1287 | 3.7035 | 0 | 0
5224 | 1.7386 | 0 | 360.0308 | 0 | 0 | 0 | 0 | 0 | 0 | 0 | 0 | 0 | 0 | 1.159 | 2.8975 | 0 | 0
5225 | 0.65872 | 0 | 360.4966 | 0 | 0 | 0 | 0 | 0 | 0 | 0 | 0 | 0 | 0 | 1.1679 | 1.8267 | 0 | 0
5226 | 0 | 0.43881 | 359.8761 | 0 | 0 | 0 | 0 | 0 | 0 | 0 | 0 | 0 | 0 | 1.1481 | 0.70925 | 0 | 0
5227 | 0 | 1.0169 | 358.438 | 0 | 0 | 0 | 0 | 0 | 0 | 0 | 0 | 0 | 0 | 1.1057 | 0.088825 | 0 | 0
5228 | 0 | 1.0744 | 356.9185 | 0 | 0 | 0 | 0 | 0 | 0 | 0 | 0 | 0 | 0 | 1.0744 | 0 | 0 | 0
5229 | 0 | 1.008 | 355.493 | 0 | 0 | 0 | 0 | 0 | 0 | 0 | 0 | 0 | 0 | 1.008 | 0 | 0 | 0
5230 | 0 | 0.91931 | 354.1929 | 0 | 0 | 0 | 0 | 0 | 0 | 0 | 0 | 0 | 0 | 0.91931 | 0 | 0 | 0
5231 | 0 | 0.83824 | 353.0074 | 0 | 0 | 0 | 0 | 0 | 0 | 0 | 0 | 0 | 0 | 0.83824 | 0 | 0 | 0
5232 | 0 | 0.77359 | 351.9134 | 0 | 0 | 0 | 0 | 0 | 0 | 0 | 0 | 0 | 0 | 0.77359 | 0 | 0 | 0
5233 | 0 | 0.72775 | 350.8842 | 0 | 0 | 0 | 0 | 0 | 0 | 0 | 0 | 0 | 0 | 0.72775 | 0 | 0 | 0
5234 | 0 | 0.69784 | 349.8973 | 0 | 0 | 0 | 0 | 0 | 0 | 0 | 0 | 0 | 0 | 0.69784 | 0 | 0 | 0
5235 | 0 | 0.68168 | 348.9333 | 0 | 0 | 0 | 0 | 0 | 0 | 0 | 0 | 0 | 0 | 0.68168 | 0 | 0 | 0
5236 | 0 | 0.68555 | 347.9638 | 0 | 0 | 0 | 0 | 0 | 0 | 0 | 0 | 0 | 0 | 0.68555 | 0 | 0 | 0
5237 | 0 | 0.7174 | 346.9492 | 0 | 0 | 0 | 0 | 0 | 0 | 0 | 0 | 0 | 0 | 0.7174 | 0 | 0 | 0
5238 | 0 | 0.72347 | 345.9261 | 0 | 0 | 0 | 0 | 0 | 0 | 0 | 0 | 0 | 0 | 0.76207 | 0.0386 | 0 | 0
5239 | 0 | 0.25162 | 345.5702 | 0 | 0 | 0 | 0 | 0 | 0 | 0 | 0 | 0 | 0 | 0.79357 | 0.54195 | 0 | 0
5240 | 0.92807 | 0 | 346.2265 | 0 | 0 | 0 | 0 | 0 | 0 | 0 | 0 | 0 | 0 | 0.81628 | 1.7444 | 0 | 0
5241 | 2.0923 | 0 | 347.706 | 0 | 0 | 0 | 0 | 0 | 0 | 0 | 0 | 0 | 0 | 0.83046 | 2.9228 | 0 | 0
5242 | 2.9642 | 0 | 349.802 | 0 | 0 | 0 | 0 | 0 | 0 | 0 | 0 | 0 | 0 | 0.85052 | 3.8147 | 0 | 0
5243 | 3.5279 | 0 | 352.2966 | 0 | 0 | 0 | 0 | 0 | 0 | 0 | 0 | 0 | 0 | 0.87268 | 4.4006 | 0 | 0
5244 | 3.7863 | 0 | 354.9739 | 0 | 0 | 0 | 0 | 0 | 0 | 0 | 0 | 0 | 0 | 0.90375 | 4.69 | 0 | 0
5245 | 3.7612 | 0 | 357.6334 | 0 | 0 | 0 | 0 | 0 | 0 | 0 | 0 | 0 | 0 | 0.94925 | 4.7104 | 0 | 0
5246 | 3.4421 | 0 | 360.0674 | 0 | 0 | 0 | 0 | 0 | 0 | 0 | 0 | 0 | 0 | 0.99042 | 4.4325 | 0 | 0
5247 | 2.8373 | 0 | 362.0737 | 0 | 0 | 0 | 0 | 0 | 0 | 0 | 0 | 0 | 0 | 1.0324 | 3.8697 | 0 | 0
5248 | 1.9654 | 0 | 363.4635 | 0 | 0 | 0 | 0 | 0 | 0 | 0 | 0 | 0 | 0 | 1.0612 | 3.0267 | 0 | 0
5249 | 0.84142 | 0 | 364.0584 | 0 | 0 | 0 | 0 | 0 | 0 | 0 | 0 | 0 | 0 | 1.0773 | 1.9187 | 0 | 0
5250 | 0 | 0.34768 | 363.5668 | 0 | 0 | 0 | 0 | 0 | 0 | 0 | 0 | 0 | 0 | 1.0692 | 0.7215 | 0 | 0
5251 | 0 | 0.95439 | 362.217 | 0 | 0 | 0 | 0 | 0 | 0 | 0 | 0 | 0 | 0 | 1.0339 | 0.07955 | 0 | 0
5252 | 0 | 1.0094 | 360.7895 | 0 | 0 | 0 | 0 | 0 | 0 | 0 | 0 | 0 | 0 | 1.0094 | 0 | 0 | 0
5253 | 0 | 0.95044 | 359.4454 | 0 | 0 | 0 | 0 | 0 | 0 | 0 | 0 | 0 | 0 | 0.95044 | 0 | 0 | 0
5254 | 0 | 0.86804 | 358.2178 | 0 | 0 | 0 | 0 | 0 | 0 | 0 | 0 | 0 | 0 | 0.86804 | 0 | 0 | 0
5255 | 0 | 0.79539 | 357.093 | 0 | 0 | 0 | 0 | 0 | 0 | 0 | 0 | 0 | 0 | 0.79539 | 0 | 0 | 0
5256 | 0 | 0.73809 | 356.0491 | 0 | 0 | 0 | 0 | 0 | 0 | 0 | 0 | 0 | 0 | 0.73809 | 0 | 0 | 0
5257 | 0 | 0.69608 | 355.0647 | 0 | 0 | 0 | 0 | 0 | 0 | 0 | 0 | 0 | 0 | 0.69608 | 0 | 0 | 0
5258 | 0 | 0.66939 | 354.1181 | 0 | 0 | 0 | 0 | 0 | 0 | 0 | 0 | 0 | 0 | 0.66939 | 0 | 0 | 0
5259 | 0 | 0.65652 | 353.1896 | 0 | 0 | 0 | 0 | 0 | 0 | 0 | 0 | 0 | 0 | 0.65652 | 0 | 0 | 0
5260 | 0 | 0.66158 | 352.254 | 0 | 0 | 0 | 0 | 0 | 0 | 0 | 0 | 0 | 0 | 0.66158 | 0 | 0 | 0
5261 | 0 | 0.69233 | 351.2749 | 0 | 0 | 0 | 0 | 0 | 0 | 0 | 0 | 0 | 0 | 0.69233 | 0 | 0 | 0
5262 | 0 | 0.6502 | 350.3554 | 0 | 0 | 0 | 0 | 0 | 0 | 0 | 0 | 0 | 0 | 0.73185 | 0.08165 | 0 | 0
5263 | 0 | 0.23566 | 350.0221 | 0 | 0 | 0 | 0 | 0 | 0 | 0 | 0 | 0 | 0 | 0.75896 | 0.5233 | 0 | 0
5264 | 0.95259 | 0 | 350.6957 | 0 | 0 | 0 | 0 | 0 | 0 | 0 | 0 | 0 | 0 | 0.78301 | 1.7356 | 0 | 0
5265 | 2.1038 | 0 | 352.1833 | 0 | 0 | 0 | 0 | 0 | 0 | 0 | 0 | 0 | 0 | 0.79612 | 2.8999 | 0 | 0
5266 | 2.9761 | 0 | 354.2877 | 0 | 0 | 0 | 0 | 0 | 0 | 0 | 0 | 0 | 0 | 0.81623 | 3.7923 | 0 | 0
5267 | 3.5537 | 0 | 356.8005 | 0 | 0 | 0 | 0 | 0 | 0 | 0 | 0 | 0 | 0 | 0.83634 | 4.39 | 0 | 0
5268 | 3.8258 | 0 | 359.5057 | 0 | 0 | 0 | 0 | 0 | 0 | 0 | 0 | 0 | 0 | 0.86216 | 4.6879 | 0 | 0
5269 | 3.8016 | 0 | 362.1939 | 0 | 0 | 0 | 0 | 0 | 0 | 0 | 0 | 0 | 0 | 0.90037 | 4.702 | 0 | 0
5270 | 3.4731 | 0 | 364.6498 | 0 | 0 | 0 | 0 | 0 | 0 | 0 | 0 | 0 | 0 | 0.92991 | 4.4031 | 0 | 0
5271 | 2.8626 | 0 | 366.6739 | 0 | 0 | 0 | 0 | 0 | 0 | 0 | 0 | 0 | 0 | 0.96499 | 3.8276 | 0 | 0
5272 | 1.9755 | 0 | 368.0708 | 0 | 0 | 0 | 0 | 0 | 0 | 0 | 0 | 0 | 0 | 0.99375 | 2.9692 | 0 | 0
5273 | 0.84525 | 0 | 368.6685 | 0 | 0 | 0 | 0 | 0 | 0 | 0 | 0 | 0 | 0 | 1.0134 | 1.8586 | 0 | 0
5274 | 0 | 0.30912 | 368.2313 | 0 | 0 | 0 | 0 | 0 | 0 | 0 | 0 | 0 | 0 | 1.009 | 0.6999 | 0 | 0
5275 | 0 | 0.90736 | 366.9481 | 0 | 0 | 0 | 0 | 0 | 0 | 0 | 0 | 0 | 0 | 0.98261 | 0.07525 | 0 | 0
5276 | 0 | 0.96625 | 365.5816 | 0 | 0 | 0 | 0 | 0 | 0 | 0 | 0 | 0 | 0 | 0.96625 | 0 | 0 | 0
5277 | 0 | 0.91607 | 364.2861 | 0 | 0 | 0 | 0 | 0 | 0 | 0 | 0 | 0 | 0 | 0.91607 | 0 | 0 | 0
5278 | 0 | 0.83884 | 363.0998 | 0 | 0 | 0 | 0 | 0 | 0 | 0 | 0 | 0 | 0 | 0.83884 | 0 | 0 | 0
5279 | 0 | 0.76862 | 362.0128 | 0 | 0 | 0 | 0 | 0 | 0 | 0 | 0 | 0 | 0 | 0.76862 | 0 | 0 | 0
5280 | 0 | 0.71204 | 361.0059 | 0 | 0 | 0 | 0 | 0 | 0 | 0 | 0 | 0 | 0 | 0.71204 | 0 | 0 | 0
5281 | 0 | 0.67464 | 360.0518 | 0 | 0 | 0 | 0 | 0 | 0 | 0 | 0 | 0 | 0 | 0.67464 | 0 | 0 | 0
5282 | 0 | 0.64985 | 359.1327 | 0 | 0 | 0 | 0 | 0 | 0 | 0 | 0 | 0 | 0 | 0.64985 | 0 | 0 | 0
5283 | 0 | 0.63668 | 358.2323 | 0 | 0 | 0 | 0 | 0 | 0 | 0 | 0 | 0 | 0 | 0.63668 | 0 | 0 | 0
5284 | 0 | 0.64152 | 357.3251 | 0 | 0 | 0 | 0 | 0 | 0 | 0 | 0 | 0 | 0 | 0.64152 | 0 | 0 | 0
5285 | 0 | 0.67099 | 356.3762 | 0 | 0 | 0 | 0 | 0 | 0 | 0 | 0 | 0 | 0 | 0.67099 | 0 | 0 | 0
5286 | 0 | 0.68078 | 355.4134 | 0 | 0 | 0 | 0 | 0 | 0 | 0 | 0 | 0 | 0 | 0.70968 | 0.0289 | 0 | 0
5287 | 0 | 0.20905 | 355.1178 | 0 | 0 | 0 | 0 | 0 | 0 | 0 | 0 | 0 | 0 | 0.7354 | 0.52635 | 0 | 0
5288 | 0.9434 | 0 | 355.7848 | 0 | 0 | 0 | 0 | 0 | 0 | 0 | 0 | 0 | 0 | 0.7542 | 1.6976 | 0 | 0
5289 | 2.1052 | 0 | 357.2734 | 0 | 0 | 0 | 0 | 0 | 0 | 0 | 0 | 0 | 0 | 0.76767 | 2.8729 | 0 | 0
5290 | 2.9878 | 0 | 359.3861 | 0 | 0 | 0 | 0 | 0 | 0 | 0 | 0 | 0 | 0 | 0.78415 | 3.7719 | 0 | 0
5291 | 3.584 | 0 | 361.9204 | 0 | 0 | 0 | 0 | 0 | 0 | 0 | 0 | 0 | 0 | 0.79916 | 4.3832 | 0 | 0
5292 | 3.8779 | 0 | 364.6625 | 0 | 0 | 0 | 0 | 0 | 0 | 0 | 0 | 0 | 0 | 0.82046 | 4.6984 | 0 | 0
5293 | 3.8395 | 0 | 367.3775 | 0 | 0 | 0 | 0 | 0 | 0 | 0 | 0 | 0 | 0 | 0.85752 | 4.697 | 0 | 0
5294 | 3.4524 | 0 | 369.8186 | 0 | 0 | 0 | 0 | 0 | 0 | 0 | 0 | 0 | 0 | 0.8927 | 4.345 | 0 | 0
5295 | 2.8421 | 0 | 371.8283 | 0 | 0 | 0 | 0 | 0 | 0 | 0 | 0 | 0 | 0 | 0.93572 | 3.7778 | 0 | 0
5296 | 1.9359 | 0 | 373.1972 | 0 | 0 | 0 | 0 | 0 | 0 | 0 | 0 | 0 | 0 | 0.96701 | 2.903 | 0 | 0
5297 | 0.81273 | 0 | 373.7719 | 0 | 0 | 0 | 0 | 0 | 0 | 0 | 0 | 0 | 0 | 0.98762 | 1.8003 | 0 | 0
5298 | 0 | 0.30408 | 373.3419 | 0 | 0 | 0 | 0 | 0 | 0 | 0 | 0 | 0 | 0 | 0.98718 | 0.6831 | 0 | 0
5299 | 0 | 0.89427 | 372.0772 | 0 | 0 | 0 | 0 | 0 | 0 | 0 | 0 | 0 | 0 | 0.95952 | 0.06525 | 0 | 0
5300 | 0 | 0.94367 | 370.7427 | 0 | 0 | 0 | 0 | 0 | 0 | 0 | 0 | 0 | 0 | 0.94367 | 0 | 0 | 0
5301 | 0 | 0.89981 | 369.4701 | 0 | 0 | 0 | 0 | 0 | 0 | 0 | 0 | 0 | 0 | 0.89981 | 0 | 0 | 0
5302 | 0 | 0.83658 | 368.287 | 0 | 0 | 0 | 0 | 0 | 0 | 0 | 0 | 0 | 0 | 0.83658 | 0 | 0 | 0
5303 | 0 | 0.77215 | 367.1951 | 0 | 0 | 0 | 0 | 0 | 0 | 0 | 0 | 0 | 0 | 0.77215 | 0 | 0 | 0
5304 | 0 | 0.71444 | 366.1847 | 0 | 0 | 0 | 0 | 0 | 0 | 0 | 0 | 0 | 0 | 0.71444 | 0 | 0 | 0
5305 | 0 | 0.67588 | 365.2289 | 0 | 0 | 0 | 0 | 0 | 0 | 0 | 0 | 0 | 0 | 0.67588 | 0 | 0 | 0
5306 | 0 | 0.64906 | 364.3109 | 0 | 0 | 0 | 0 | 0 | 0 | 0 | 0 | 0 | 0 | 0.64906 | 0 | 0 | 0
5307 | 0 | 0.6302 | 363.4197 | 0 | 0 | 0 | 0 | 0 | 0 | 0 | 0 | 0 | 0 | 0.6302 | 0 | 0 | 0
5308 | 0 | 0.62791 | 362.5317 | 0 | 0 | 0 | 0 | 0 | 0 | 0 | 0 | 0 | 0 | 0.62791 | 0 | 0 | 0
5309 | 0 | 0.63767 | 361.6299 | 0 | 0 | 0 | 0 | 0 | 0 | 0 | 0 | 0 | 0 | 0.63767 | 0 | 0 | 0
5310 | 0 | 0.64469 | 360.7182 | 0 | 0 | 0 | 0 | 0 | 0 | 0 | 0 | 0 | 0 | 0.64476 | 7.5e-05 | 0 | 0
5311 | 0 | 0.15599 | 360.4976 | 0 | 0 | 0 | 0 | 0 | 0 | 0 | 0 | 0 | 0 | 0.65694 | 0.50095 | 0 | 0
5312 | 0 | 0 | 360.4976 | 0 | 0 | 0 | 0 | 0 | 0 | 0 | 0 | 0 | 0 | 0.67014 | 1.4572 | 0 | 0.78706
5313 | 1.7962 | 0 | 361.7677 | 0 | 0 | 0 | 0 | 0 | 0 | 0 | 0 | 0 | 0 | 0.69005 | 2.4863 | 0 | 0
5314 | 2.6302 | 0 | 363.6275 | 0 | 0 | 0 | 0 | 0 | 0 | 0 | 0 | 0 | 0 | 0.71518 | 3.3453 | 0 | 0
5315 | 3.568 | 0 | 366.1505 | 0 | 0 | 0 | 0 | 0 | 0 | 0 | 0 | 0 | 0 | 0.72215 | 4.2901 | 0 | 0
5316 | 3.7957 | 0 | 368.8344 | 0 | 0 | 0 | 0 | 0 | 0 | 0 | 0 | 0 | 0 | 0.73959 | 4.5352 | 0 | 0
5317 | 3.7597 | 0 | 371.4929 | 0 | 0 | 0 | 0 | 0 | 0 | 0 | 0 | 0 | 0 | 0.77082 | 4.5305 | 0 | 0
5318 | 3.3399 | 0 | 373.8546 | 0 | 0 | 0 | 0 | 0 | 0 | 0 | 0 | 0 | 0 | 0.79902 | 4.1389 | 0 | 0
5319 | 2.672 | 0 | 375.7439 | 0 | 0 | 0 | 0 | 0 | 0 | 0 | 0 | 0 | 0 | 0.83735 | 3.5093 | 0 | 0
5320 | 1.769 | 0 | 376.9948 | 0 | 0 | 0 | 0 | 0 | 0 | 0 | 0 | 0 | 0 | 0.87163 | 2.6406 | 0 | 0
5321 | 0.72162 | 0 | 377.505 | 0 | 0 | 0 | 0 | 0 | 0 | 0 | 0 | 0 | 0 | 0.89643 | 1.618 | 0 | 0
5322 | 0 | 0.28172 | 377.1066 | 0 | 0 | 0 | 0 | 0 | 0 | 0 | 0 | 0 | 0 | 0.90672 | 0.625 | 0 | 0
5323 | 0 | 0.85318 | 375.9 | 0 | 0 | 0 | 0 | 0 | 0 | 0 | 0 | 0 | 0 | 0.89223 | 0.03905 | 0 | 0
5324 | 0 | 0.88578 | 374.6474 | 0 | 0 | 0 | 0 | 0 | 0 | 0 | 0 | 0 | 0 | 0.88578 | 0 | 0 | 0
5325 | 0 | 0.84887 | 373.4469 | 0 | 0 | 0 | 0 | 0 | 0 | 0 | 0 | 0 | 0 | 0.84887 | 0 | 0 | 0
5326 | 0 | 0.79043 | 372.329 | 0 | 0 | 0 | 0 | 0 | 0 | 0 | 0 | 0 | 0 | 0.79043 | 0 | 0 | 0
5327 | 0 | 0.73396 | 371.2911 | 0 | 0 | 0 | 0 | 0 | 0 | 0 | 0 | 0 | 0 | 0.73396 | 0 | 0 | 0
5328 | 0 | 0.69039 | 370.3147 | 0 | 0 | 0 | 0 | 0 | 0 | 0 | 0 | 0 | 0 | 0.69039 | 0 | 0 | 0
5329 | 0 | 0.65501 | 369.3884 | 0 | 0 | 0 | 0 | 0 | 0 | 0 | 0 | 0 | 0 | 0.65501 | 0 | 0 | 0
5330 | 0 | 0.62892 | 368.4989 | 0 | 0 | 0 | 0 | 0 | 0 | 0 | 0 | 0 | 0 | 0.62892 | 0 | 0 | 0
5331 | 0 | 0.60862 | 367.6382 | 0 | 0 | 0 | 0 | 0 | 0 | 0 | 0 | 0 | 0 | 0.60862 | 0 | 0 | 0
5332 | 0 | 0.60248 | 366.7862 | 0 | 0 | 0 | 0 | 0 | 0 | 0 | 0 | 0 | 0 | 0.60248 | 0 | 0 | 0
5333 | 0 | 0.60618 | 365.9289 | 0 | 0 | 0 | 0 | 0 | 0 | 0 | 0 | 0 | 0 | 0.60618 | 0 | 0 | 0
5334 | 0 | 0.58364 | 365.1035 | 0 | 0 | 0 | 0 | 0 | 0 | 0 | 0 | 0 | 0 | 0.6042 | 0.02055 | 0 | 0
5335 | 0 | 0.093438 | 364.9714 | 0 | 0 | 0 | 0 | 0 | 0 | 0 | 0 | 0 | 0 | 0.61199 | 0.51855 | 0 | 0
5336 | 0.98641 | 0 | 365.6689 | 0 | 0 | 0 | 0 | 0 | 0 | 0 | 0 | 0 | 0 | 0.63084 | 1.6173 | 0 | 0
5337 | 2.0996 | 0 | 367.1535 | 0 | 0 | 0 | 0 | 0 | 0 | 0 | 0 | 0 | 0 | 0.63424 | 2.7338 | 0 | 0
5338 | 2.9598 | 0 | 369.2464 | 0 | 0 | 0 | 0 | 0 | 0 | 0 | 0 | 0 | 0 | 0.64135 | 3.6012 | 0 | 0
5339 | 3.5725 | 0 | 371.7725 | 0 | 0 | 0 | 0 | 0 | 0 | 0 | 0 | 0 | 0 | 0.66178 | 4.2343 | 0 | 0
5340 | 3.8217 | 0 | 374.4748 | 0 | 0 | 0 | 0 | 0 | 0 | 0 | 0 | 0 | 0 | 0.68493 | 4.5066 | 0 | 0
5341 | 3.7762 | 0 | 377.145 | 0 | 0 | 0 | 0 | 0 | 0 | 0 | 0 | 0 | 0 | 0.72453 | 4.5008 | 0 | 0
5342 | 3.3881 | 0 | 379.5408 | 0 | 0 | 0 | 0 | 0 | 0 | 0 | 0 | 0 | 0 | 0.76865 | 4.1567 | 0 | 0
5343 | 2.8136 | 0 | 381.5303 | 0 | 0 | 0 | 0 | 0 | 0 | 0 | 0 | 0 | 0 | 0.82414 | 3.6377 | 0 | 0
5344 | 1.9657 | 0 | 382.9202 | 0 | 0 | 0 | 0 | 0 | 0 | 0 | 0 | 0 | 0 | 0.86945 | 2.8352 | 0 | 0
5345 | 0.88215 | 0 | 383.544 | 0 | 0 | 0 | 0 | 0 | 0 | 0 | 0 | 0 | 0 | 0.91005 | 1.7922 | 0 | 0
5346 | 0 | 0.26061 | 383.1755 | 0 | 0 | 0 | 0 | 0 | 0 | 0 | 0 | 0 | 0 | 0.92866 | 0.66805 | 0 | 0
5347 | 0 | 0.84657 | 381.9782 | 0 | 0 | 0 | 0 | 0 | 0 | 0 | 0 | 0 | 0 | 0.91462 | 0.06805 | 0 | 0
5348 | 0 | 0.90596 | 380.697 | 0 | 0 | 0 | 0 | 0 | 0 | 0 | 0 | 0 | 0 | 0.90596 | 0 | 0 | 0
5349 | 0 | 0.86088 | 379.4795 | 0 | 0 | 0 | 0 | 0 | 0 | 0 | 0 | 0 | 0 | 0.86088 | 0 | 0 | 0
5350 | 0 | 0.78878 | 378.364 | 0 | 0 | 0 | 0 | 0 | 0 | 0 | 0 | 0 | 0 | 0.78878 | 0 | 0 | 0
5351 | 0 | 0.72449 | 377.3395 | 0 | 0 | 0 | 0 | 0 | 0 | 0 | 0 | 0 | 0 | 0.72449 | 0 | 0 | 0
5352 | 0 | 0.6759 | 376.3836 | 0 | 0 | 0 | 0 | 0 | 0 | 0 | 0 | 0 | 0 | 0.6759 | 0 | 0 | 0
5353 | 0 | 0.64223 | 375.4753 | 0 | 0 | 0 | 0 | 0 | 0 | 0 | 0 | 0 | 0 | 0.64223 | 0 | 0 | 0
5354 | 0 | 0.62172 | 374.5961 | 0 | 0 | 0 | 0 | 0 | 0 | 0 | 0 | 0 | 0 | 0.62172 | 0 | 0 | 0
5355 | 0 | 0.61183 | 373.7308 | 0 | 0 | 0 | 0 | 0 | 0 | 0 | 0 | 0 | 0 | 0.61183 | 0 | 0 | 0
5356 | 0 | 0.62301 | 372.8498 | 0 | 0 | 0 | 0 | 0 | 0 | 0 | 0 | 0 | 0 | 0.62301 | 0 | 0 | 0
5357 | 0 | 0.65909 | 371.9177 | 0 | 0 | 0 | 0 | 0 | 0 | 0 | 0 | 0 | 0 | 0.65909 | 0 | 0 | 0
5358 | 0 | 0.67726 | 370.9599 | 0 | 0 | 0 | 0 | 0 | 0 | 0 | 0 | 0 | 0 | 0.70756 | 0.0303 | 0 | 0
5359 | 0 | 0.23501 | 370.6275 | 0 | 0 | 0 | 0 | 0 | 0 | 0 | 0 | 0 | 0 | 0.74441 | 0.5094 | 0 | 0
5360 | 0.86937 | 0 | 371.2423 | 0 | 0 | 0 | 0 | 0 | 0 | 0 | 0 | 0 | 0 | 0.76738 | 1.6367 | 0 | 0
5361 | 1.9368 | 0 | 372.6118 | 0 | 0 | 0 | 0 | 0 | 0 | 0 | 0 | 0 | 0 | 0.78279 | 2.7196 | 0 | 0
5362 | 2.6946 | 0 | 374.5172 | 0 | 0 | 0 | 0 | 0 | 0 | 0 | 0 | 0 | 0 | 0.79932 | 3.4939 | 0 | 0
5363 | 3.1765 | 0 | 376.7633 | 0 | 0 | 0 | 0 | 0 | 0 | 0 | 0 | 0 | 0 | 0.82802 | 4.0045 | 0 | 0
5364 | 3.346 | 0 | 379.1293 | 0 | 0 | 0 | 0 | 0 | 0 | 0 | 0 | 0 | 0 | 0.86823 | 4.2142 | 0 | 0
5365 | 3.2883 | 0 | 381.4545 | 0 | 0 | 0 | 0 | 0 | 0 | 0 | 0 | 0 | 0 | 0.92058 | 4.2089 | 0 | 0
5366 | 2.9748 | 0 | 383.558 | 0 | 0 | 0 | 0 | 0 | 0 | 0 | 0 | 0 | 0 | 0.96992 | 3.9447 | 0 | 0
5367 | 2.421 | 0 | 385.2699 | 0 | 0 | 0 | 0 | 0 | 0 | 0 | 0 | 0 | 0 | 1.0208 | 3.4418 | 0 | 0
5368 | 1.6534 | 0 | 386.4391 | 0 | 0 | 0 | 0 | 0 | 0 | 0 | 0 | 0 | 0 | 1.0572 | 2.7106 | 0 | 0
5369 | 0.64451 | 0 | 386.8948 | 0 | 0 | 0 | 0 | 0 | 0 | 0 | 0 | 0 | 0 | 1.0827 | 1.7272 | 0 | 0
5370 | 0 | 0.43815 | 386.2752 | 0 | 0 | 0 | 0 | 0 | 0 | 0 | 0 | 0 | 0 | 1.0766 | 0.6384 | 0 | 0
5371 | 0 | 0.98487 | 384.8823 | 0 | 0 | 0 | 0 | 0 | 0 | 0 | 0 | 0 | 0 | 1.0435 | 0.05865 | 0 | 0
5372 | 0 | 1.0177 | 383.4431 | 0 | 0 | 0 | 0 | 0 | 0 | 0 | 0 | 0 | 0 | 1.0177 | 0 | 0 | 0
5373 | 0 | 0.95382 | 382.0942 | 0 | 0 | 0 | 0 | 0 | 0 | 0 | 0 | 0 | 0 | 0.95382 | 0 | 0 | 0
5374 | 0 | 0.86409 | 380.8722 | 0 | 0 | 0 | 0 | 0 | 0 | 0 | 0 | 0 | 0 | 0.86409 | 0 | 0 | 0
5375 | 0 | 0.78649 | 379.76 | 0 | 0 | 0 | 0 | 0 | 0 | 0 | 0 | 0 | 0 | 0.78649 | 0 | 0 | 0
5376 | 0 | 0.72705 | 378.7317 | 0 | 0 | 0 | 0 | 0 | 0 | 0 | 0 | 0 | 0 | 0.72705 | 0 | 0 | 0
5377 | 0 | 0.6853 | 377.7626 | 0 | 0 | 0 | 0 | 0 | 0 | 0 | 0 | 0 | 0 | 0.6853 | 0 | 0 | 0
5378 | 0 | 0.66242 | 376.8258 | 0 | 0 | 0 | 0 | 0 | 0 | 0 | 0 | 0 | 0 | 0.66242 | 0 | 0 | 0
5379 | 0 | 0.64641 | 375.9116 | 0 | 0 | 0 | 0 | 0 | 0 | 0 | 0 | 0 | 0 | 0.64641 | 0 | 0 | 0
5380 | 0 | 0.65195 | 374.9896 | 0 | 0 | 0 | 0 | 0 | 0 | 0 | 0 | 0 | 0 | 0.65195 | 0 | 0 | 0
5381 | 0 | 0.68451 | 374.0216 | 0 | 0 | 0 | 0 | 0 | 0 | 0 | 0 | 0 | 0 | 0.68451 | 0 | 0 | 0
5382 | 0 | 0.70478 | 373.0249 | 0 | 0 | 0 | 0 | 0 | 0 | 0 | 0 | 0 | 0 | 0.73001 | 0.025225 | 0 | 0
5383 | 0 | 0.26044 | 372.6566 | 0 | 0 | 0 | 0 | 0 | 0 | 0 | 0 | 0 | 0 | 0.76049 | 0.50005 | 0 | 0
5384 | 0.84663 | 0 | 373.2552 | 0 | 0 | 0 | 0 | 0 | 0 | 0 | 0 | 0 | 0 | 0.78787 | 1.6345 | 0 | 0
5385 | 1.9214 | 0 | 374.6138 | 0 | 0 | 0 | 0 | 0 | 0 | 0 | 0 | 0 | 0 | 0.81524 | 2.7366 | 0 | 0
5386 | 2.682 | 0 | 376.5102 | 0 | 0 | 0 | 0 | 0 | 0 | 0 | 0 | 0 | 0 | 0.83444 | 3.5164 | 0 | 0
5387 | 3.1654 | 0 | 378.7485 | 0 | 0 | 0 | 0 | 0 | 0 | 0 | 0 | 0 | 0 | 0.87038 | 4.0358 | 0 | 0
5388 | 3.3516 | 0 | 381.1184 | 0 | 0 | 0 | 0 | 0 | 0 | 0 | 0 | 0 | 0 | 0.9187 | 4.2702 | 0 | 0
5389 | 3.3072 | 0 | 383.457 | 0 | 0 | 0 | 0 | 0 | 0 | 0 | 0 | 0 | 0 | 0.98084 | 4.2881 | 0 | 0
5390 | 2.9876 | 0 | 385.5695 | 0 | 0 | 0 | 0 | 0 | 0 | 0 | 0 | 0 | 0 | 1.0359 | 4.0235 | 0 | 0
5391 | 2.4378 | 0 | 387.2933 | 0 | 0 | 0 | 0 | 0 | 0 | 0 | 0 | 0 | 0 | 1.0909 | 3.5287 | 0 | 0
5392 | 1.6399 | 0 | 388.4529 | 0 | 0 | 0 | 0 | 0 | 0 | 0 | 0 | 0 | 0 | 1.1335 | 2.7734 | 0 | 0
5393 | 0.58836 | 0 | 388.8689 | 0 | 0 | 0 | 0 | 0 | 0 | 0 | 0 | 0 | 0 | 1.1471 | 1.7355 | 0 | 0
5394 | 0 | 0.50855 | 388.1497 | 0 | 0 | 0 | 0 | 0 | 0 | 0 | 0 | 0 | 0 | 1.1423 | 0.63375 | 0 | 0
5395 | 0 | 1.053 | 386.6606 | 0 | 0 | 0 | 0 | 0 | 0 | 0 | 0 | 0 | 0 | 1.1094 | 0.0564 | 0 | 0
5396 | 0 | 1.0802 | 385.1329 | 0 | 0 | 0 | 0 | 0 | 0 | 0 | 0 | 0 | 0 | 1.0802 | 0 | 0 | 0
5397 | 0 | 1.0073 | 383.7084 | 0 | 0 | 0 | 0 | 0 | 0 | 0 | 0 | 0 | 0 | 1.0073 | 0 | 0 | 0
5398 | 0 | 0.90576 | 382.4275 | 0 | 0 | 0 | 0 | 0 | 0 | 0 | 0 | 0 | 0 | 0.90576 | 0 | 0 | 0
5399 | 0 | 0.82132 | 381.2659 | 0 | 0 | 0 | 0 | 0 | 0 | 0 | 0 | 0 | 0 | 0.82132 | 0 | 0 | 0
5400 | 0 | 0.75737 | 380.1948 | 0 | 0 | 0 | 0 | 0 | 0 | 0 | 0 | 0 | 0 | 0.75737 | 0 | 0 | 0
5401 | 0 | 0.71338 | 379.186 | 0 | 0 | 0 | 0 | 0 | 0 | 0 | 0 | 0 | 0 | 0.71338 | 0 | 0 | 0
5402 | 0 | 0.68218 | 378.2212 | 0 | 0 | 0 | 0 | 0 | 0 | 0 | 0 | 0 | 0 | 0.68218 | 0 | 0 | 0
5403 | 0 | 0.66744 | 377.2773 | 0 | 0 | 0 | 0 | 0 | 0 | 0 | 0 | 0 | 0 | 0.66744 | 0 | 0 | 0
5404 | 0 | 0.67017 | 376.3296 | 0 | 0 | 0 | 0 | 0 | 0 | 0 | 0 | 0 | 0 | 0.67017 | 0 | 0 | 0
5405 | 0 | 0.70148 | 375.3375 | 0 | 0 | 0 | 0 | 0 | 0 | 0 | 0 | 0 | 0 | 0.70148 | 0 | 0 | 0
5406 | 0 | 0.72555 | 374.3114 | 0 | 0 | 0 | 0 | 0 | 0 | 0 | 0 | 0 | 0 | 0.75016 | 0.0246 | 0 | 0
5407 | 0 | 0.28762 | 373.9047 | 0 | 0 | 0 | 0 | 0 | 0 | 0 | 0 | 0 | 0 | 0.78287 | 0.49525 | 0 | 0
5408 | 0.82704 | 0 | 374.4895 | 0 | 0 | 0 | 0 | 0 | 0 | 0 | 0 | 0 | 0 | 0.80626 | 1.6333 | 0 | 0
5409 | 1.8892 | 0 | 375.8253 | 0 | 0 | 0 | 0 | 0 | 0 | 0 | 0 | 0 | 0 | 0.83362 | 2.7228 | 0 | 0
5410 | 2.6323 | 0 | 377.6867 | 0 | 0 | 0 | 0 | 0 | 0 | 0 | 0 | 0 | 0 | 0.87396 | 3.5063 | 0 | 0
5411 | 3.1081 | 0 | 379.8844 | 0 | 0 | 0 | 0 | 0 | 0 | 0 | 0 | 0 | 0 | 0.92226 | 4.0304 | 0 | 0
5412 | 3.2572 | 0 | 382.1877 | 0 | 0 | 0 | 0 | 0 | 0 | 0 | 0 | 0 | 0 | 0.98291 | 4.2401 | 0 | 0
5413 | 3.1836 | 0 | 384.4388 | 0 | 0 | 0 | 0 | 0 | 0 | 0 | 0 | 0 | 0 | 1.054 | 4.2376 | 0 | 0
5414 | 2.8957 | 0 | 386.4864 | 0 | 0 | 0 | 0 | 0 | 0 | 0 | 0 | 0 | 0 | 1.1174 | 4.0132 | 0 | 0
5415 | 2.3006 | 0 | 388.1132 | 0 | 0 | 0 | 0 | 0 | 0 | 0 | 0 | 0 | 0 | 1.1804 | 3.481 | 0 | 0
5416 | 1.4709 | 0 | 389.1532 | 0 | 0 | 0 | 0 | 0 | 0 | 0 | 0 | 0 | 0 | 1.222 | 2.6929 | 0 | 0
5417 | 0 | 0 | 389.1532 | 0 | 0 | 0 | 0 | 0 | 0 | 0 | 0 | 0 | 0 | 1.2406 | 1.6469 | 0 | 0.40635
5418 | 0 | 0.61719 | 388.2804 | 0 | 0 | 0 | 0 | 0 | 0 | 0 | 0 | 0 | 0 | 1.224 | 0.60685 | 0 | 0
5419 | 0 | 1.1504 | 386.6535 | 0 | 0 | 0 | 0 | 0 | 0 | 0 | 0 | 0 | 0 | 1.1835 | 0.03315 | 0 | 0
5420 | 0 | 1.1484 | 385.0295 | 0 | 0 | 0 | 0 | 0 | 0 | 0 | 0 | 0 | 0 | 1.1484 | 0 | 0 | 0
5421 | 0 | 1.0678 | 383.5194 | 0 | 0 | 0 | 0 | 0 | 0 | 0 | 0 | 0 | 0 | 1.0678 | 0 | 0 | 0
5422 | 0 | 0.95559 | 382.168 | 0 | 0 | 0 | 0 | 0 | 0 | 0 | 0 | 0 | 0 | 0.95559 | 0 | 0 | 0
5423 | 0 | 0.86157 | 380.9496 | 0 | 0 | 0 | 0 | 0 | 0 | 0 | 0 | 0 | 0 | 0.86157 | 0 | 0 | 0
5424 | 0 | 0.78962 | 379.8329 | 0 | 0 | 0 | 0 | 0 | 0 | 0 | 0 | 0 | 0 | 0.78962 | 0 | 0 | 0
5425 | 0 | 0.74021 | 378.7861 | 0 | 0 | 0 | 0 | 0 | 0 | 0 | 0 | 0 | 0 | 0.74021 | 0 | 0 | 0
5426 | 0 | 0.70435 | 377.79 | 0 | 0 | 0 | 0 | 0 | 0 | 0 | 0 | 0 | 0 | 0.70435 | 0 | 0 | 0
5427 | 0 | 0.68587 | 376.82 | 0 | 0 | 0 | 0 | 0 | 0 | 0 | 0 | 0 | 0 | 0.68587 | 0 | 0 | 0
5428 | 0 | 0.68463 | 375.8518 | 0 | 0 | 0 | 0 | 0 | 0 | 0 | 0 | 0 | 0 | 0.68463 | 0 | 0 | 0
5429 | 0 | 0.7157 | 374.8397 | 0 | 0 | 0 | 0 | 0 | 0 | 0 | 0 | 0 | 0 | 0.7157 | 0 | 0 | 0
5430 | 0 | 0.76187 | 373.7622 | 0 | 0 | 0 | 0 | 0 | 0 | 0 | 0 | 0 | 0 | 0.76187 | 0 | 0 | 0
5431 | 0 | 0.29427 | 373.346 | 0 | 0 | 0 | 0 | 0 | 0 | 0 | 0 | 0 | 0 | 0.79957 | 0.5053 | 0 | 0
5432 | 0.72078 | 0 | 373.8557 | 0 | 0 | 0 | 0 | 0 | 0 | 0 | 0 | 0 | 0 | 0.83347 | 1.5542 | 0 | 0
5433 | 1.7755 | 0 | 375.1112 | 0 | 0 | 0 | 0 | 0 | 0 | 0 | 0 | 0 | 0 | 0.86167 | 2.6372 | 0 | 0
5434 | 2.6041 | 0 | 376.9525 | 0 | 0 | 0 | 0 | 0 | 0 | 0 | 0 | 0 | 0 | 0.89434 | 3.4984 | 0 | 0
5435 | 3.3048 | 0 | 379.2894 | 0 | 0 | 0 | 0 | 0 | 0 | 0 | 0 | 0 | 0 | 0.94245 | 4.2473 | 0 | 0
5436 | 3.5145 | 0 | 381.7745 | 0 | 0 | 0 | 0 | 0 | 0 | 0 | 0 | 0 | 0 | 1.0015 | 4.516 | 0 | 0
5437 | 3.44 | 0 | 384.2069 | 0 | 0 | 0 | 0 | 0 | 0 | 0 | 0 | 0 | 0 | 1.0715 | 4.5115 | 0 | 0
5438 | 3.0272 | 0 | 386.3474 | 0 | 0 | 0 | 0 | 0 | 0 | 0 | 0 | 0 | 0 | 1.1325 | 4.1597 | 0 | 0
5439 | 2.4258 | 0 | 388.0628 | 0 | 0 | 0 | 0 | 0 | 0 | 0 | 0 | 0 | 0 | 1.1951 | 3.621 | 0 | 0
5440 | 1.5518 | 0 | 389.1601 | 0 | 0 | 0 | 0 | 0 | 0 | 0 | 0 | 0 | 0 | 1.2326 | 2.7844 | 0 | 0
5441 | 0.46443 | 0 | 389.4885 | 0 | 0 | 0 | 0 | 0 | 0 | 0 | 0 | 0 | 0 | 1.2474 | 1.7119 | 0 | 0
5442 | 0 | 0.60144 | 388.6379 | 0 | 0 | 0 | 0 | 0 | 0 | 0 | 0 | 0 | 0 | 1.2243 | 0.6229 | 0 | 0
5443 | 0 | 1.145 | 387.0186 | 0 | 0 | 0 | 0 | 0 | 0 | 0 | 0 | 0 | 0 | 1.1861 | 0.04105 | 0 | 0
5444 | 0 | 1.1509 | 385.391 | 0 | 0 | 0 | 0 | 0 | 0 | 0 | 0 | 0 | 0 | 1.1509 | 0 | 0 | 0
5445 | 0 | 1.0711 | 383.8762 | 0 | 0 | 0 | 0 | 0 | 0 | 0 | 0 | 0 | 0 | 1.0711 | 0 | 0 | 0
5446 | 0 | 0.95847 | 382.5208 | 0 | 0 | 0 | 0 | 0 | 0 | 0 | 0 | 0 | 0 | 0.95847 | 0 | 0 | 0
5447 | 0 | 0.86476 | 381.2978 | 0 | 0 | 0 | 0 | 0 | 0 | 0 | 0 | 0 | 0 | 0.86476 | 0 | 0 | 0
5448 | 0 | 0.7958 | 380.1724 | 0 | 0 | 0 | 0 | 0 | 0 | 0 | 0 | 0 | 0 | 0.7958 | 0 | 0 | 0
5449 | 0 | 0.74489 | 379.1189 | 0 | 0 | 0 | 0 | 0 | 0 | 0 | 0 | 0 | 0 | 0.74489 | 0 | 0 | 0
5450 | 0 | 0.71172 | 378.1124 | 0 | 0 | 0 | 0 | 0 | 0 | 0 | 0 | 0 | 0 | 0.71172 | 0 | 0 | 0
5451 | 0 | 0.69073 | 377.1356 | 0 | 0 | 0 | 0 | 0 | 0 | 0 | 0 | 0 | 0 | 0.69073 | 0 | 0 | 0
5452 | 0 | 0.69097 | 376.1584 | 0 | 0 | 0 | 0 | 0 | 0 | 0 | 0 | 0 | 0 | 0.69097 | 0 | 0 | 0
5453 | 0 | 0.71616 | 375.1456 | 0 | 0 | 0 | 0 | 0 | 0 | 0 | 0 | 0 | 0 | 0.71616 | 0 | 0 | 0
5454 | 0 | 0.75336 | 374.0802 | 0 | 0 | 0 | 0 | 0 | 0 | 0 | 0 | 0 | 0 | 0.76356 | 0.0102 | 0 | 0
5455 | 0 | 0.29434 | 373.6639 | 0 | 0 | 0 | 0 | 0 | 0 | 0 | 0 | 0 | 0 | 0.80334 | 0.509 | 0 | 0
5456 | 0.81944 | 0 | 374.2434 | 0 | 0 | 0 | 0 | 0 | 0 | 0 | 0 | 0 | 0 | 0.83096 | 1.6504 | 0 | 0
5457 | 1.9202 | 0 | 375.6011 | 0 | 0 | 0 | 0 | 0 | 0 | 0 | 0 | 0 | 0 | 0.85478 | 2.775 | 0 | 0
5458 | 2.7652 | 0 | 377.5564 | 0 | 0 | 0 | 0 | 0 | 0 | 0 | 0 | 0 | 0 | 0.88628 | 3.6515 | 0 | 0
5459 | 3.2848 | 0 | 379.8791 | 0 | 0 | 0 | 0 | 0 | 0 | 0 | 0 | 0 | 0 | 0.92205 | 4.2068 | 0 | 0
5460 | 3.5183 | 0 | 382.3669 | 0 | 0 | 0 | 0 | 0 | 0 | 0 | 0 | 0 | 0 | 0.96922 | 4.4875 | 0 | 0
5461 | 3.4729 | 0 | 384.8226 | 0 | 0 | 0 | 0 | 0 | 0 | 0 | 0 | 0 | 0 | 1.0241 | 4.497 | 0 | 0
5462 | 3.1611 | 0 | 387.0578 | 0 | 0 | 0 | 0 | 0 | 0 | 0 | 0 | 0 | 0 | 1.0719 | 4.2329 | 0 | 0
5463 | 2.5564 | 0 | 388.8655 | 0 | 0 | 0 | 0 | 0 | 0 | 0 | 0 | 0 | 0 | 1.1198 | 3.6761 | 0 | 0
5464 | 1.6807 | 0 | 390.0539 | 0 | 0 | 0 | 0 | 0 | 0 | 0 | 0 | 0 | 0 | 1.1477 | 2.8284 | 0 | 0
5465 | 0.5859 | 0 | 390.4682 | 0 | 0 | 0 | 0 | 0 | 0 | 0 | 0 | 0 | 0 | 1.154 | 1.7399 | 0 | 0
5466 | 0 | 0.50211 | 389.7581 | 0 | 0 | 0 | 0 | 0 | 0 | 0 | 0 | 0 | 0 | 1.1287 | 0.6266 | 0 | 0
5467 | 0 | 1.0416 | 388.2851 | 0 | 0 | 0 | 0 | 0 | 0 | 0 | 0 | 0 | 0 | 1.0826 | 0.041025 | 0 | 0
5468 | 0 | 1.0445 | 386.8079 | 0 | 0 | 0 | 0 | 0 | 0 | 0 | 0 | 0 | 0 | 1.0445 | 0 | 0 | 0
5469 | 0 | 0.97608 | 385.4276 | 0 | 0 | 0 | 0 | 0 | 0 | 0 | 0 | 0 | 0 | 0.97608 | 0 | 0 | 0
5470 | 0 | 0.89318 | 384.1644 | 0 | 0 | 0 | 0 | 0 | 0 | 0 | 0 | 0 | 0 | 0.89318 | 0 | 0 | 0
5471 | 0 | 0.8189 | 383.0063 | 0 | 0 | 0 | 0 | 0 | 0 | 0 | 0 | 0 | 0 | 0.8189 | 0 | 0 | 0
5472 | 0 | 0.75801 | 381.9343 | 0 | 0 | 0 | 0 | 0 | 0 | 0 | 0 | 0 | 0 | 0.75801 | 0 | 0 | 0
5473 | 0 | 0.71113 | 380.9287 | 0 | 0 | 0 | 0 | 0 | 0 | 0 | 0 | 0 | 0 | 0.71113 | 0 | 0 | 0
5474 | 0 | 0.67888 | 379.9686 | 0 | 0 | 0 | 0 | 0 | 0 | 0 | 0 | 0 | 0 | 0.67888 | 0 | 0 | 0
5475 | 0 | 0.65727 | 379.0391 | 0 | 0 | 0 | 0 | 0 | 0 | 0 | 0 | 0 | 0 | 0.65727 | 0 | 0 | 0
5476 | 0 | 0.64952 | 378.1205 | 0 | 0 | 0 | 0 | 0 | 0 | 0 | 0 | 0 | 0 | 0.64952 | 0 | 0 | 0
5477 | 0 | 0.65704 | 377.1913 | 0 | 0 | 0 | 0 | 0 | 0 | 0 | 0 | 0 | 0 | 0.65704 | 0 | 0 | 0
5478 | 0 | 0.66239 | 376.2545 | 0 | 0 | 0 | 0 | 0 | 0 | 0 | 0 | 0 | 0 | 0.66726 | 0.004875 | 0 | 0
5479 | 0 | 0.17787 | 376.003 | 0 | 0 | 0 | 0 | 0 | 0 | 0 | 0 | 0 | 0 | 0.68332 | 0.50545 | 0 | 0
5480 | 0.91679 | 0 | 376.6513 | 0 | 0 | 0 | 0 | 0 | 0 | 0 | 0 | 0 | 0 | 0.71301 | 1.6298 | 0 | 0
5481 | 2.0083 | 0 | 378.0714 | 0 | 0 | 0 | 0 | 0 | 0 | 0 | 0 | 0 | 0 | 0.72504 | 2.7334 | 0 | 0
5482 | 2.8648 | 0 | 380.0971 | 0 | 0 | 0 | 0 | 0 | 0 | 0 | 0 | 0 | 0 | 0.73625 | 3.6011 | 0 | 0
5483 | 3.4906 | 0 | 382.5654 | 0 | 0 | 0 | 0 | 0 | 0 | 0 | 0 | 0 | 0 | 0.75226 | 4.2429 | 0 | 0
5484 | 3.7199 | 0 | 385.1958 | 0 | 0 | 0 | 0 | 0 | 0 | 0 | 0 | 0 | 0 | 0.77322 | 4.4931 | 0 | 0
5485 | 3.6864 | 0 | 387.8024 | 0 | 0 | 0 | 0 | 0 | 0 | 0 | 0 | 0 | 0 | 0.80716 | 4.4935 | 0 | 0
5486 | 3.3061 | 0 | 390.1402 | 0 | 0 | 0 | 0 | 0 | 0 | 0 | 0 | 0 | 0 | 0.84574 | 4.1518 | 0 | 0
5487 | 2.714 | 0 | 392.0592 | 0 | 0 | 0 | 0 | 0 | 0 | 0 | 0 | 0 | 0 | 0.88833 | 3.6023 | 0 | 0
5488 | 1.8474 | 0 | 393.3656 | 0 | 0 | 0 | 0 | 0 | 0 | 0 | 0 | 0 | 0 | 0.91873 | 2.7662 | 0 | 0
5489 | 0.74779 | 0 | 393.8943 | 0 | 0 | 0 | 0 | 0 | 0 | 0 | 0 | 0 | 0 | 0.94176 | 1.6896 | 0 | 0
5490 | 0 | 0.34299 | 393.4093 | 0 | 0 | 0 | 0 | 0 | 0 | 0 | 0 | 0 | 0 | 0.93969 | 0.5967 | 0 | 0
5491 | 0 | 0.89493 | 392.1436 | 0 | 0 | 0 | 0 | 0 | 0 | 0 | 0 | 0 | 0 | 0.91908 | 0.02415 | 0 | 0
5492 | 0 | 0.90258 | 390.8672 | 0 | 0 | 0 | 0 | 0 | 0 | 0 | 0 | 0 | 0 | 0.90258 | 0 | 0 | 0
5493 | 0 | 0.85708 | 389.6551 | 0 | 0 | 0 | 0 | 0 | 0 | 0 | 0 | 0 | 0 | 0.85708 | 0 | 0 | 0
5494 | 0 | 0.79847 | 388.5259 | 0 | 0 | 0 | 0 | 0 | 0 | 0 | 0 | 0 | 0 | 0.79847 | 0 | 0 | 0
5495 | 0 | 0.74116 | 387.4777 | 0 | 0 | 0 | 0 | 0 | 0 | 0 | 0 | 0 | 0 | 0.74116 | 0 | 0 | 0
5496 | 0 | 0.69151 | 386.4998 | 0 | 0 | 0 | 0 | 0 | 0 | 0 | 0 | 0 | 0 | 0.69151 | 0 | 0 | 0
5497 | 0 | 0.65381 | 385.5752 | 0 | 0 | 0 | 0 | 0 | 0 | 0 | 0 | 0 | 0 | 0.65381 | 0 | 0 | 0
5498 | 0 | 0.63038 | 384.6837 | 0 | 0 | 0 | 0 | 0 | 0 | 0 | 0 | 0 | 0 | 0.63038 | 0 | 0 | 0
5499 | 0 | 0.61294 | 383.8169 | 0 | 0 | 0 | 0 | 0 | 0 | 0 | 0 | 0 | 0 | 0.61294 | 0 | 0 | 0
5500 | 0 | 0.60681 | 382.9587 | 0 | 0 | 0 | 0 | 0 | 0 | 0 | 0 | 0 | 0 | 0.60681 | 0 | 0 | 0
5501 | 0 | 0.61084 | 382.0948 | 0 | 0 | 0 | 0 | 0 | 0 | 0 | 0 | 0 | 0 | 0.61084 | 0 | 0 | 0
5502 | 0 | 0.61178 | 381.2297 | 0 | 0 | 0 | 0 | 0 | 0 | 0 | 0 | 0 | 0 | 0.61178 | 0 | 0 | 0
5503 | 0 | 0.17497 | 380.9822 | 0 | 0 | 0 | 0 | 0 | 0 | 0 | 0 | 0 | 0 | 0.61964 | 0.44467 | 0 | 0
5504 | 0.74394 | 0 | 381.5083 | 0 | 0 | 0 | 0 | 0 | 0 | 0 | 0 | 0 | 0 | 0.63701 | 1.3809 | 0 | 0
5505 | 1.6089 | 0 | 382.6459 | 0 | 0 | 0 | 0 | 0 | 0 | 0 | 0 | 0 | 0 | 0.64258 | 2.2515 | 0 | 0
5506 | 2.5301 | 0 | 384.435 | 0 | 0 | 0 | 0 | 0 | 0 | 0 | 0 | 0 | 0 | 0.64523 | 3.1753 | 0 | 0
5507 | 3.2903 | 0 | 386.7616 | 0 | 0 | 0 | 0 | 0 | 0 | 0 | 0 | 0 | 0 | 0.65358 | 3.9439 | 0 | 0
5508 | 3.532 | 0 | 389.2591 | 0 | 0 | 0 | 0 | 0 | 0 | 0 | 0 | 0 | 0 | 0.67762 | 4.2096 | 0 | 0
5509 | 3.4826 | 0 | 391.7217 | 0 | 0 | 0 | 0 | 0 | 0 | 0 | 0 | 0 | 0 | 0.71741 | 4.2001 | 0 | 0
5510 | 3.1682 | 0 | 393.9619 | 0 | 0 | 0 | 0 | 0 | 0 | 0 | 0 | 0 | 0 | 0.75448 | 3.9226 | 0 | 0
5511 | 2.5574 | 0 | 395.7703 | 0 | 0 | 0 | 0 | 0 | 0 | 0 | 0 | 0 | 0 | 0.8047 | 3.3621 | 0 | 0
5512 | 1.6814 | 0 | 396.9592 | 0 | 0 | 0 | 0 | 0 | 0 | 0 | 0 | 0 | 0 | 0.85451 | 2.536 | 0 | 0
5513 | 0.64064 | 0 | 397.4122 | 0 | 0 | 0 | 0 | 0 | 0 | 0 | 0 | 0 | 0 | 0.89526 | 1.5359 | 0 | 0
5514 | 0 | 0.37247 | 396.8855 | 0 | 0 | 0 | 0 | 0 | 0 | 0 | 0 | 0 | 0 | 0.91487 | 0.5424 | 0 | 0
5515 | 0 | 0.90627 | 395.6038 | 0 | 0 | 0 | 0 | 0 | 0 | 0 | 0 | 0 | 0 | 0.90627 | 0 | 0 | 0
5516 | 0 | 0.89707 | 394.3352 | 0 | 0 | 0 | 0 | 0 | 0 | 0 | 0 | 0 | 0 | 0.89707 | 0 | 0 | 0
5517 | 0 | 0.84698 | 393.1374 | 0 | 0 | 0 | 0 | 0 | 0 | 0 | 0 | 0 | 0 | 0.84698 | 0 | 0 | 0
5518 | 0 | 0.77789 | 392.0373 | 0 | 0 | 0 | 0 | 0 | 0 | 0 | 0 | 0 | 0 | 0.77789 | 0 | 0 | 0
5519 | 0 | 0.71477 | 391.0264 | 0 | 0 | 0 | 0 | 0 | 0 | 0 | 0 | 0 | 0 | 0.71477 | 0 | 0 | 0
5520 | 0 | 0.66409 | 390.0873 | 0 | 0 | 0 | 0 | 0 | 0 | 0 | 0 | 0 | 0 | 0.66409 | 0 | 0 | 0
5521 | 0 | 0.63215 | 389.1933 | 0 | 0 | 0 | 0 | 0 | 0 | 0 | 0 | 0 | 0 | 0.63215 | 0 | 0 | 0
5522 | 0 | 0.61511 | 388.3234 | 0 | 0 | 0 | 0 | 0 | 0 | 0 | 0 | 0 | 0 | 0.61511 | 0 | 0 | 0
5523 | 0 | 0.60886 | 387.4623 | 0 | 0 | 0 | 0 | 0 | 0 | 0 | 0 | 0 | 0 | 0.60886 | 0 | 0 | 0
5524 | 0 | 0.62211 | 386.5825 | 0 | 0 | 0 | 0 | 0 | 0 | 0 | 0 | 0 | 0 | 0.62211 | 0 | 0 | 0
5525 | 0 | 0.66217 | 385.6461 | 0 | 0 | 0 | 0 | 0 | 0 | 0 | 0 | 0 | 0 | 0.66217 | 0 | 0 | 0
5526 | 0 | 0.71737 | 384.6316 | 0 | 0 | 0 | 0 | 0 | 0 | 0 | 0 | 0 | 0 | 0.71737 | 0 | 0 | 0
5527 | 0 | 0.32439 | 384.1728 | 0 | 0 | 0 | 0 | 0 | 0 | 0 | 0 | 0 | 0 | 0.74719 | 0.4228 | 0 | 0
5528 | 0.59007 | 0 | 384.59 | 0 | 0 | 0 | 0 | 0 | 0 | 0 | 0 | 0 | 0 | 0.76733 | 1.3574 | 0 | 0
5529 | 1.3445 | 0 | 385.5407 | 0 | 0 | 0 | 0 | 0 | 0 | 0 | 0 | 0 | 0 | 0.77424 | 2.1187 | 0 | 0
5530 | 1.9793 | 0 | 386.9403 | 0 | 0 | 0 | 0 | 0 | 0 | 0 | 0 | 0 | 0 | 0.78022 | 2.7595 | 0 | 0
5531 | 2.9213 | 0 | 389.006 | 0 | 0 | 0 | 0 | 0 | 0 | 0 | 0 | 0 | 0 | 0.79434 | 3.7157 | 0 | 0
5532 | 3.1701 | 0 | 391.2476 | 0 | 0 | 0 | 0 | 0 | 0 | 0 | 0 | 0 | 0 | 0.81292 | 3.983 | 0 | 0
5533 | 3.1439 | 0 | 393.4707 | 0 | 0 | 0 | 0 | 0 | 0 | 0 | 0 | 0 | 0 | 0.85214 | 3.996 | 0 | 0
5534 | 2.886 | 0 | 395.5114 | 0 | 0 | 0 | 0 | 0 | 0 | 0 | 0 | 0 | 0 | 0.89715 | 3.7832 | 0 | 0
5535 | 2.255 | 0 | 397.1059 | 0 | 0 | 0 | 0 | 0 | 0 | 0 | 0 | 0 | 0 | 0.94413 | 3.1991 | 0 | 0
5536 | 1.3913 | 0 | 398.0897 | 0 | 0 | 0 | 0 | 0 | 0 | 0 | 0 | 0 | 0 | 0.98381 | 2.3751 | 0 | 0
5537 | 0 | 0 | 398.0897 | 0 | 0 | 0 | 0 | 0 | 0 | 0 | 0 | 0 | 0 | 1.0116 | 1.371 | 0 | 0.35944
5538 | 0 | 0.51256 | 397.3648 | 0 | 0 | 0 | 0 | 0 | 0 | 0 | 0 | 0 | 0 | 1.0148 | 0.50225 | 0 | 0
5539 | 0 | 0.99532 | 395.9572 | 0 | 0 | 0 | 0 | 0 | 0 | 0 | 0 | 0 | 0 | 0.99532 | 0 | 0 | 0
5540 | 0 | 0.97632 | 394.5765 | 0 | 0 | 0 | 0 | 0 | 0 | 0 | 0 | 0 | 0 | 0.97632 | 0 | 0 | 0
5541 | 0 | 0.91295 | 393.2854 | 0 | 0 | 0 | 0 | 0 | 0 | 0 | 0 | 0 | 0 | 0.91295 | 0 | 0 | 0
5542 | 0 | 0.82942 | 392.1124 | 0 | 0 | 0 | 0 | 0 | 0 | 0 | 0 | 0 | 0 | 0.82942 | 0 | 0 | 0
5543 | 0 | 0.75656 | 391.0425 | 0 | 0 | 0 | 0 | 0 | 0 | 0 | 0 | 0 | 0 | 0.75656 | 0 | 0 | 0
5544 | 0 | 0.7044 | 390.0463 | 0 | 0 | 0 | 0 | 0 | 0 | 0 | 0 | 0 | 0 | 0.7044 | 0 | 0 | 0
5545 | 0 | 0.6677 | 389.102 | 0 | 0 | 0 | 0 | 0 | 0 | 0 | 0 | 0 | 0 | 0.6677 | 0 | 0 | 0
5546 | 0 | 0.64316 | 388.1925 | 0 | 0 | 0 | 0 | 0 | 0 | 0 | 0 | 0 | 0 | 0.64316 | 0 | 0 | 0
5547 | 0 | 0.63129 | 387.2997 | 0 | 0 | 0 | 0 | 0 | 0 | 0 | 0 | 0 | 0 | 0.63129 | 0 | 0 | 0
5548 | 0 | 0.6394 | 386.3954 | 0 | 0 | 0 | 0 | 0 | 0 | 0 | 0 | 0 | 0 | 0.6394 | 0 | 0 | 0
5549 | 0 | 0.67285 | 385.4439 | 0 | 0 | 0 | 0 | 0 | 0 | 0 | 0 | 0 | 0 | 0.67285 | 0 | 0 | 0
5550 | 0 | 0.72403 | 384.42 | 0 | 0 | 0 | 0 | 0 | 0 | 0 | 0 | 0 | 0 | 0.72403 | 0 | 0 | 0
5551 | 0 | 0.28704 | 384.014 | 0 | 0 | 0 | 0 | 0 | 0 | 0 | 0 | 0 | 0 | 0.75254 | 0.4655 | 0 | 0
5552 | 0.68371 | 0 | 384.4975 | 0 | 0 | 0 | 0 | 0 | 0 | 0 | 0 | 0 | 0 | 0.76719 | 1.4509 | 0 | 0
5553 | 1.7282 | 0 | 385.7195 | 0 | 0 | 0 | 0 | 0 | 0 | 0 | 0 | 0 | 0 | 0.78042 | 2.5086 | 0 | 0
5554 | 2.55 | 0 | 387.5226 | 0 | 0 | 0 | 0 | 0 | 0 | 0 | 0 | 0 | 0 | 0.79575 | 3.3457 | 0 | 0
5555 | 3.282 | 0 | 389.8433 | 0 | 0 | 0 | 0 | 0 | 0 | 0 | 0 | 0 | 0 | 0.81225 | 4.0942 | 0 | 0
5556 | 3.5234 | 0 | 392.3347 | 0 | 0 | 0 | 0 | 0 | 0 | 0 | 0 | 0 | 0 | 0.84047 | 4.3639 | 0 | 0
5557 | 3.4396 | 0 | 394.7668 | 0 | 0 | 0 | 0 | 0 | 0 | 0 | 0 | 0 | 0 | 0.88794 | 4.3275 | 0 | 0
5558 | 3.0824 | 0 | 396.9464 | 0 | 0 | 0 | 0 | 0 | 0 | 0 | 0 | 0 | 0 | 0.93639 | 4.0187 | 0 | 0
5559 | 2.4388 | 0 | 398.6709 | 0 | 0 | 0 | 0 | 0 | 0 | 0 | 0 | 0 | 0 | 0.98838 | 3.4272 | 0 | 0
5560 | 1.5635 | 0 | 399.7764 | 0 | 0 | 0 | 0 | 0 | 0 | 0 | 0 | 0 | 0 | 1.0331 | 2.5966 | 0 | 0
5561 | 0.49621 | 0 | 400.1273 | 0 | 0 | 0 | 0 | 0 | 0 | 0 | 0 | 0 | 0 | 1.0538 | 1.55 | 0 | 0
5562 | 0 | 0.49435 | 399.4282 | 0 | 0 | 0 | 0 | 0 | 0 | 0 | 0 | 0 | 0 | 1.0461 | 0.55175 | 0 | 0
5563 | 0 | 1.0181 | 397.9884 | 0 | 0 | 0 | 0 | 0 | 0 | 0 | 0 | 0 | 0 | 1.0214 | 0.003325 | 0 | 0
5564 | 0 | 0.99982 | 396.5744 | 0 | 0 | 0 | 0 | 0 | 0 | 0 | 0 | 0 | 0 | 0.99982 | 0 | 0 | 0
5565 | 0 | 0.93494 | 395.2522 | 0 | 0 | 0 | 0 | 0 | 0 | 0 | 0 | 0 | 0 | 0.93494 | 0 | 0 | 0
5566 | 0 | 0.8453 | 394.0568 | 0 | 0 | 0 | 0 | 0 | 0 | 0 | 0 | 0 | 0 | 0.8453 | 0 | 0 | 0
5567 | 0 | 0.76996 | 392.9679 | 0 | 0 | 0 | 0 | 0 | 0 | 0 | 0 | 0 | 0 | 0.76996 | 0 | 0 | 0
5568 | 0 | 0.71463 | 391.9573 | 0 | 0 | 0 | 0 | 0 | 0 | 0 | 0 | 0 | 0 | 0.71463 | 0 | 0 | 0
5569 | 0 | 0.675 | 391.0027 | 0 | 0 | 0 | 0 | 0 | 0 | 0 | 0 | 0 | 0 | 0.675 | 0 | 0 | 0
5570 | 0 | 0.64836 | 390.0858 | 0 | 0 | 0 | 0 | 0 | 0 | 0 | 0 | 0 | 0 | 0.64836 | 0 | 0 | 0
5571 | 0 | 0.63482 | 389.188 | 0 | 0 | 0 | 0 | 0 | 0 | 0 | 0 | 0 | 0 | 0.63482 | 0 | 0 | 0
5572 | 0 | 0.64056 | 388.2821 | 0 | 0 | 0 | 0 | 0 | 0 | 0 | 0 | 0 | 0 | 0.64056 | 0 | 0 | 0
5573 | 0 | 0.67475 | 387.3278 | 0 | 0 | 0 | 0 | 0 | 0 | 0 | 0 | 0 | 0 | 0.67475 | 0 | 0 | 0
5574 | 0 | 0.7218 | 386.3071 | 0 | 0 | 0 | 0 | 0 | 0 | 0 | 0 | 0 | 0 | 0.7218 | 0 | 0 | 0
5575 | 0 | 0.27037 | 385.9247 | 0 | 0 | 0 | 0 | 0 | 0 | 0 | 0 | 0 | 0 | 0.74867 | 0.4783 | 0 | 0
5576 | 0.7495 | 0 | 386.4547 | 0 | 0 | 0 | 0 | 0 | 0 | 0 | 0 | 0 | 0 | 0.76615 | 1.5156 | 0 | 0
5577 | 1.826 | 0 | 387.7459 | 0 | 0 | 0 | 0 | 0 | 0 | 0 | 0 | 0 | 0 | 0.78514 | 2.6111 | 0 | 0
5578 | 2.6702 | 0 | 389.634 | 0 | 0 | 0 | 0 | 0 | 0 | 0 | 0 | 0 | 0 | 0.80958 | 3.4798 | 0 | 0
5579 | 3.2485 | 0 | 391.931 | 0 | 0 | 0 | 0 | 0 | 0 | 0 | 0 | 0 | 0 | 0.84221 | 4.0907 | 0 | 0
5580 | 3.4971 | 0 | 394.4039 | 0 | 0 | 0 | 0 | 0 | 0 | 0 | 0 | 0 | 0 | 0.88833 | 4.3854 | 0 | 0
5581 | 3.3776 | 0 | 396.7922 | 0 | 0 | 0 | 0 | 0 | 0 | 0 | 0 | 0 | 0 | 0.95196 | 4.3296 | 0 | 0
5582 | 2.9959 | 0 | 398.9106 | 0 | 0 | 0 | 0 | 0 | 0 | 0 | 0 | 0 | 0 | 1.0139 | 4.0099 | 0 | 0
5583 | 2.3381 | 0 | 400.5639 | 0 | 0 | 0 | 0 | 0 | 0 | 0 | 0 | 0 | 0 | 1.073 | 3.4111 | 0 | 0
5584 | 1.4657 | 0 | 401.6003 | 0 | 0 | 0 | 0 | 0 | 0 | 0 | 0 | 0 | 0 | 1.1149 | 2.5806 | 0 | 0
5585 | 0.39611 | 0 | 401.8804 | 0 | 0 | 0 | 0 | 0 | 0 | 0 | 0 | 0 | 0 | 1.141 | 1.5372 | 0 | 0
5586 | 0 | 0.59213 | 401.043 | 0 | 0 | 0 | 0 | 0 | 0 | 0 | 0 | 0 | 0 | 1.1314 | 0.5393 | 0 | 0
5587 | 0 | 1.0968 | 399.492 | 0 | 0 | 0 | 0 | 0 | 0 | 0 | 0 | 0 | 0 | 1.1001 | 0.003325 | 0 | 0
5588 | 0 | 1.0722 | 397.9756 | 0 | 0 | 0 | 0 | 0 | 0 | 0 | 0 | 0 | 0 | 1.0722 | 0 | 0 | 0
5589 | 0 | 0.99437 | 396.5694 | 0 | 0 | 0 | 0 | 0 | 0 | 0 | 0 | 0 | 0 | 0.99437 | 0 | 0 | 0
5590 | 0 | 0.89872 | 395.2984 | 0 | 0 | 0 | 0 | 0 | 0 | 0 | 0 | 0 | 0 | 0.89872 | 0 | 0 | 0
5591 | 0 | 0.81831 | 394.1411 | 0 | 0 | 0 | 0 | 0 | 0 | 0 | 0 | 0 | 0 | 0.81831 | 0 | 0 | 0
5592 | 0 | 0.75417 | 393.0746 | 0 | 0 | 0 | 0 | 0 | 0 | 0 | 0 | 0 | 0 | 0.75417 | 0 | 0 | 0
5593 | 0 | 0.70862 | 392.0725 | 0 | 0 | 0 | 0 | 0 | 0 | 0 | 0 | 0 | 0 | 0.70862 | 0 | 0 | 0
5594 | 0 | 0.68324 | 391.1062 | 0 | 0 | 0 | 0 | 0 | 0 | 0 | 0 | 0 | 0 | 0.68324 | 0 | 0 | 0
5595 | 0 | 0.66597 | 390.1644 | 0 | 0 | 0 | 0 | 0 | 0 | 0 | 0 | 0 | 0 | 0.66597 | 0 | 0 | 0
5596 | 0 | 0.67283 | 389.2129 | 0 | 0 | 0 | 0 | 0 | 0 | 0 | 0 | 0 | 0 | 0.67283 | 0 | 0 | 0
5597 | 0 | 0.70557 | 388.215 | 0 | 0 | 0 | 0 | 0 | 0 | 0 | 0 | 0 | 0 | 0.70557 | 0 | 0 | 0
5598 | 0 | 0.76055 | 387.1395 | 0 | 0 | 0 | 0 | 0 | 0 | 0 | 0 | 0 | 0 | 0.76055 | 0 | 0 | 0
5599 | 0 | 0.31069 | 386.7001 | 0 | 0 | 0 | 0 | 0 | 0 | 0 | 0 | 0 | 0 | 0.79161 | 0.48092 | 0 | 0
5600 | 0.71167 | 0 | 387.2033 | 0 | 0 | 0 | 0 | 0 | 0 | 0 | 0 | 0 | 0 | 0.81043 | 1.5221 | 0 | 0
5601 | 1.785 | 0 | 388.4655 | 0 | 0 | 0 | 0 | 0 | 0 | 0 | 0 | 0 | 0 | 0.82687 | 2.6119 | 0 | 0
5602 | 2.6193 | 0 | 390.3176 | 0 | 0 | 0 | 0 | 0 | 0 | 0 | 0 | 0 | 0 | 0.84813 | 3.4674 | 0 | 0
5603 | 3.1151 | 0 | 392.5203 | 0 | 0 | 0 | 0 | 0 | 0 | 0 | 0 | 0 | 0 | 0.88343 | 3.9985 | 0 | 0
5604 | 3.3664 | 0 | 394.9008 | 0 | 0 | 0 | 0 | 0 | 0 | 0 | 0 | 0 | 0 | 0.92543 | 4.2919 | 0 | 0
5605 | 3.2872 | 0 | 397.2252 | 0 | 0 | 0 | 0 | 0 | 0 | 0 | 0 | 0 | 0 | 0.98138 | 4.2686 | 0 | 0
5606 | 2.8452 | 0 | 399.237 | 0 | 0 | 0 | 0 | 0 | 0 | 0 | 0 | 0 | 0 | 1.0266 | 3.8718 | 0 | 0
5607 | 2.2482 | 0 | 400.8268 | 0 | 0 | 0 | 0 | 0 | 0 | 0 | 0 | 0 | 0 | 1.0735 | 3.3217 | 0 | 0
5608 | 1.39 | 0 | 401.8096 | 0 | 0 | 0 | 0 | 0 | 0 | 0 | 0 | 0 | 0 | 1.1039 | 2.4939 | 0 | 0
5609 | 0.37407 | 0 | 402.0741 | 0 | 0 | 0 | 0 | 0 | 0 | 0 | 0 | 0 | 0 | 1.1189 | 1.4929 | 0 | 0
5610 | 0 | 0.57518 | 401.2607 | 0 | 0 | 0 | 0 | 0 | 0 | 0 | 0 | 0 | 0 | 1.099 | 0.52385 | 0 | 0
5611 | 0 | 1.0643 | 399.7556 | 0 | 0 | 0 | 0 | 0 | 0 | 0 | 0 | 0 | 0 | 1.0643 | 0 | 0 | 0
5612 | 0 | 1.033 | 398.2947 | 0 | 0 | 0 | 0 | 0 | 0 | 0 | 0 | 0 | 0 | 1.033 | 0 | 0 | 0
5613 | 0 | 0.9626 | 396.9334 | 0 | 0 | 0 | 0 | 0 | 0 | 0 | 0 | 0 | 0 | 0.9626 | 0 | 0 | 0
5614 | 0 | 0.87387 | 395.6975 | 0 | 0 | 0 | 0 | 0 | 0 | 0 | 0 | 0 | 0 | 0.87387 | 0 | 0 | 0
5615 | 0 | 0.79679 | 394.5707 | 0 | 0 | 0 | 0 | 0 | 0 | 0 | 0 | 0 | 0 | 0.79679 | 0 | 0 | 0
5616 | 0 | 0.7378 | 393.5273 | 0 | 0 | 0 | 0 | 0 | 0 | 0 | 0 | 0 | 0 | 0.7378 | 0 | 0 | 0
5617 | 0 | 0.69852 | 392.5394 | 0 | 0 | 0 | 0 | 0 | 0 | 0 | 0 | 0 | 0 | 0.69852 | 0 | 0 | 0
5618 | 0 | 0.67194 | 391.5892 | 0 | 0 | 0 | 0 | 0 | 0 | 0 | 0 | 0 | 0 | 0.67194 | 0 | 0 | 0
5619 | 0 | 0.65806 | 390.6585 | 0 | 0 | 0 | 0 | 0 | 0 | 0 | 0 | 0 | 0 | 0.65806 | 0 | 0 | 0
5620 | 0 | 0.66451 | 389.7188 | 0 | 0 | 0 | 0 | 0 | 0 | 0 | 0 | 0 | 0 | 0.66451 | 0 | 0 | 0
5621 | 0 | 0.69773 | 388.732 | 0 | 0 | 0 | 0 | 0 | 0 | 0 | 0 | 0 | 0 | 0.69773 | 0 | 0 | 0
5622 | 0 | 0.75163 | 387.6691 | 0 | 0 | 0 | 0 | 0 | 0 | 0 | 0 | 0 | 0 | 0.75163 | 0 | 0 | 0
5623 | 0 | 0.31311 | 387.2263 | 0 | 0 | 0 | 0 | 0 | 0 | 0 | 0 | 0 | 0 | 0.78346 | 0.47035 | 0 | 0
5624 | 0.69769 | 0 | 387.7196 | 0 | 0 | 0 | 0 | 0 | 0 | 0 | 0 | 0 | 0 | 0.79966 | 1.4973 | 0 | 0
5625 | 1.74 | 0 | 388.95 | 0 | 0 | 0 | 0 | 0 | 0 | 0 | 0 | 0 | 0 | 0.81061 | 2.5507 | 0 | 0
5626 | 2.5388 | 0 | 390.7452 | 0 | 0 | 0 | 0 | 0 | 0 | 0 | 0 | 0 | 0 | 0.83064 | 3.3694 | 0 | 0
5627 | 3.0882 | 0 | 392.9289 | 0 | 0 | 0 | 0 | 0 | 0 | 0 | 0 | 0 | 0 | 0.85812 | 3.9463 | 0 | 0
5628 | 3.2695 | 0 | 395.2407 | 0 | 0 | 0 | 0 | 0 | 0 | 0 | 0 | 0 | 0 | 0.8929 | 4.1623 | 0 | 0
5629 | 3.2262 | 0 | 397.522 | 0 | 0 | 0 | 0 | 0 | 0 | 0 | 0 | 0 | 0 | 0.93799 | 4.1642 | 0 | 0
5630 | 2.9418 | 0 | 399.6021 | 0 | 0 | 0 | 0 | 0 | 0 | 0 | 0 | 0 | 0 | 0.98352 | 3.9253 | 0 | 0
5631 | 2.3362 | 0 | 401.254 | 0 | 0 | 0 | 0 | 0 | 0 | 0 | 0 | 0 | 0 | 1.0354 | 3.3716 | 0 | 0
5632 | 1.4924 | 0 | 402.3093 | 0 | 0 | 0 | 0 | 0 | 0 | 0 | 0 | 0 | 0 | 1.071 | 2.5635 | 0 | 0
5633 | 0.45301 | 0 | 402.6296 | 0 | 0 | 0 | 0 | 0 | 0 | 0 | 0 | 0 | 0 | 1.0897 | 1.5428 | 0 | 0
5634 | 0 | 0.55209 | 401.8489 | 0 | 0 | 0 | 0 | 0 | 0 | 0 | 0 | 0 | 0 | 1.0707 | 0.5186 | 0 | 0
5635 | 0 | 1.0358 | 400.384 | 0 | 0 | 0 | 0 | 0 | 0 | 0 | 0 | 0 | 0 | 1.0392 | 0.00335 | 0 | 0
5636 | 0 | 1.0132 | 398.9511 | 0 | 0 | 0 | 0 | 0 | 0 | 0 | 0 | 0 | 0 | 1.0132 | 0 | 0 | 0
5637 | 0 | 0.95699 | 397.5977 | 0 | 0 | 0 | 0 | 0 | 0 | 0 | 0 | 0 | 0 | 0.95699 | 0 | 0 | 0
5638 | 0 | 0.87787 | 396.3562 | 0 | 0 | 0 | 0 | 0 | 0 | 0 | 0 | 0 | 0 | 0.87787 | 0 | 0 | 0
5639 | 0 | 0.81361 | 395.2056 | 0 | 0 | 0 | 0 | 0 | 0 | 0 | 0 | 0 | 0 | 0.81361 | 0 | 0 | 0
5640 | 0 | 0.75394 | 394.1394 | 0 | 0 | 0 | 0 | 0 | 0 | 0 | 0 | 0 | 0 | 0.75394 | 0 | 0 | 0
5641 | 0 | 0.71165 | 393.133 | 0 | 0 | 0 | 0 | 0 | 0 | 0 | 0 | 0 | 0 | 0.71165 | 0 | 0 | 0
5642 | 0 | 0.68081 | 392.1701 | 0 | 0 | 0 | 0 | 0 | 0 | 0 | 0 | 0 | 0 | 0.68081 | 0 | 0 | 0
5643 | 0 | 0.65887 | 391.2384 | 0 | 0 | 0 | 0 | 0 | 0 | 0 | 0 | 0 | 0 | 0.65887 | 0 | 0 | 0
5644 | 0 | 0.65191 | 390.3164 | 0 | 0 | 0 | 0 | 0 | 0 | 0 | 0 | 0 | 0 | 0.65191 | 0 | 0 | 0
5645 | 0 | 0.66164 | 389.3807 | 0 | 0 | 0 | 0 | 0 | 0 | 0 | 0 | 0 | 0 | 0.66164 | 0 | 0 | 0
5646 | 0 | 0.67361 | 388.4281 | 0 | 0 | 0 | 0 | 0 | 0 | 0 | 0 | 0 | 0 | 0.67361 | 0 | 0 | 0
5647 | 0 | 0.21664 | 388.1217 | 0 | 0 | 0 | 0 | 0 | 0 | 0 | 0 | 0 | 0 | 0.69064 | 0.474 | 0 | 0
5648 | 0.84939 | 0 | 388.7223 | 0 | 0 | 0 | 0 | 0 | 0 | 0 | 0 | 0 | 0 | 0.71961 | 1.569 | 0 | 0
5649 | 1.9212 | 0 | 390.0809 | 0 | 0 | 0 | 0 | 0 | 0 | 0 | 0 | 0 | 0 | 0.74377 | 2.665 | 0 | 0
5650 | 2.7266 | 0 | 392.0088 | 0 | 0 | 0 | 0 | 0 | 0 | 0 | 0 | 0 | 0 | 0.77411 | 3.5007 | 0 | 0
5651 | 3.3142 | 0 | 394.3523 | 0 | 0 | 0 | 0 | 0 | 0 | 0 | 0 | 0 | 0 | 0.81254 | 4.1268 | 0 | 0
5652 | 3.5048 | 0 | 396.8306 | 0 | 0 | 0 | 0 | 0 | 0 | 0 | 0 | 0 | 0 | 0.85391 | 4.3587 | 0 | 0
5653 | 3.4634 | 0 | 399.2796 | 0 | 0 | 0 | 0 | 0 | 0 | 0 | 0 | 0 | 0 | 0.90528 | 4.3687 | 0 | 0
5654 | 3.0922 | 0 | 401.4661 | 0 | 0 | 0 | 0 | 0 | 0 | 0 | 0 | 0 | 0 | 0.95592 | 4.0481 | 0 | 0
5655 | 2.4988 | 0 | 403.2331 | 0 | 0 | 0 | 0 | 0 | 0 | 0 | 0 | 0 | 0 | 1.0117 | 3.5105 | 0 | 0
5656 | 1.6557 | 0 | 404.4038 | 0 | 0 | 0 | 0 | 0 | 0 | 0 | 0 | 0 | 0 | 1.0491 | 2.7048 | 0 | 0
5657 | 0 | 0 | 404.4038 | 0 | 0 | 0 | 0 | 0 | 0 | 0 | 0 | 0 | 0 | 1.0754 | 1.6283 | 0 | 0.55291
5658 | 0 | 0.53569 | 403.6462 | 0 | 0 | 0 | 0 | 0 | 0 | 0 | 0 | 0 | 0 | 1.072 | 0.53635 | 0 | 0
5659 | 0 | 1.0398 | 402.1758 | 0 | 0 | 0 | 0 | 0 | 0 | 0 | 0 | 0 | 0 | 1.0398 | 0 | 0 | 0
5660 | 0 | 1.0134 | 400.7426 | 0 | 0 | 0 | 0 | 0 | 0 | 0 | 0 | 0 | 0 | 1.0134 | 0 | 0 | 0
5661 | 0 | 0.95515 | 399.3918 | 0 | 0 | 0 | 0 | 0 | 0 | 0 | 0 | 0 | 0 | 0.95515 | 0 | 0 | 0
5662 | 0 | 0.88612 | 398.1386 | 0 | 0 | 0 | 0 | 0 | 0 | 0 | 0 | 0 | 0 | 0.88612 | 0 | 0 | 0
5663 | 0 | 0.81712 | 396.983 | 0 | 0 | 0 | 0 | 0 | 0 | 0 | 0 | 0 | 0 | 0.81712 | 0 | 0 | 0
5664 | 0 | 0.75567 | 395.9144 | 0 | 0 | 0 | 0 | 0 | 0 | 0 | 0 | 0 | 0 | 0.75567 | 0 | 0 | 0
5665 | 0 | 0.71045 | 394.9096 | 0 | 0 | 0 | 0 | 0 | 0 | 0 | 0 | 0 | 0 | 0.71045 | 0 | 0 | 0
5666 | 0 | 0.68012 | 393.9478 | 0 | 0 | 0 | 0 | 0 | 0 | 0 | 0 | 0 | 0 | 0.68012 | 0 | 0 | 0
5667 | 0 | 0.65948 | 393.0151 | 0 | 0 | 0 | 0 | 0 | 0 | 0 | 0 | 0 | 0 | 0.65948 | 0 | 0 | 0
5668 | 0 | 0.64679 | 392.1005 | 0 | 0 | 0 | 0 | 0 | 0 | 0 | 0 | 0 | 0 | 0.64679 | 0 | 0 | 0
5669 | 0 | 0.64825 | 391.1837 | 0 | 0 | 0 | 0 | 0 | 0 | 0 | 0 | 0 | 0 | 0.64825 | 0 | 0 | 0
5670 | 0 | 0.64918 | 390.2656 | 0 | 0 | 0 | 0 | 0 | 0 | 0 | 0 | 0 | 0 | 0.64918 | 0 | 0 | 0
5671 | 0 | 0.18167 | 390.0087 | 0 | 0 | 0 | 0 | 0 | 0 | 0 | 0 | 0 | 0 | 0.66269 | 0.48102 | 0 | 0
5672 | 0.9292 | 0 | 390.6657 | 0 | 0 | 0 | 0 | 0 | 0 | 0 | 0 | 0 | 0 | 0.69835 | 1.6276 | 0 | 0
5673 | 2.0731 | 0 | 392.1317 | 0 | 0 | 0 | 0 | 0 | 0 | 0 | 0 | 0 | 0 | 0.71853 | 2.7917 | 0 | 0
5674 | 2.9286 | 0 | 394.2025 | 0 | 0 | 0 | 0 | 0 | 0 | 0 | 0 | 0 | 0 | 0.75655 | 3.6852 | 0 | 0
5675 | 3.501 | 0 | 396.6781 | 0 | 0 | 0 | 0 | 0 | 0 | 0 | 0 | 0 | 0 | 0.80053 | 4.3015 | 0 | 0
5676 | 3.6866 | 0 | 399.2849 | 0 | 0 | 0 | 0 | 0 | 0 | 0 | 0 | 0 | 0 | 0.86149 | 4.548 | 0 | 0
5677 | 3.6055 | 0 | 401.8343 | 0 | 0 | 0 | 0 | 0 | 0 | 0 | 0 | 0 | 0 | 0.92846 | 4.5339 | 0 | 0
5678 | 3.2146 | 0 | 404.1074 | 0 | 0 | 0 | 0 | 0 | 0 | 0 | 0 | 0 | 0 | 0.98724 | 4.2019 | 0 | 0
5679 | 2.5479 | 0 | 405.909 | 0 | 0 | 0 | 0 | 0 | 0 | 0 | 0 | 0 | 0 | 1.0438 | 3.5917 | 0 | 0
5680 | 1.6257 | 0 | 407.0586 | 0 | 0 | 0 | 0 | 0 | 0 | 0 | 0 | 0 | 0 | 1.0821 | 2.7078 | 0 | 0
5681 | 0.49344 | 0 | 407.4075 | 0 | 0 | 0 | 0 | 0 | 0 | 0 | 0 | 0 | 0 | 1.1078 | 1.6013 | 0 | 0
5682 | 0 | 0.59166 | 406.5708 | 0 | 0 | 0 | 0 | 0 | 0 | 0 | 0 | 0 | 0 | 1.1064 | 0.51475 | 0 | 0
5683 | 0 | 1.0779 | 405.0464 | 0 | 0 | 0 | 0 | 0 | 0 | 0 | 0 | 0 | 0 | 1.0779 | 0 | 0 | 0
5684 | 0 | 1.0502 | 403.5612 | 0 | 0 | 0 | 0 | 0 | 0 | 0 | 0 | 0 | 0 | 1.0502 | 0 | 0 | 0
5685 | 0 | 0.97913 | 402.1765 | 0 | 0 | 0 | 0 | 0 | 0 | 0 | 0 | 0 | 0 | 0.97913 | 0 | 0 | 0
5686 | 0 | 0.88807 | 400.9206 | 0 | 0 | 0 | 0 | 0 | 0 | 0 | 0 | 0 | 0 | 0.88807 | 0 | 0 | 0
5687 | 0 | 0.81008 | 399.775 | 0 | 0 | 0 | 0 | 0 | 0 | 0 | 0 | 0 | 0 | 0.81008 | 0 | 0 | 0
5688 | 0 | 0.74954 | 398.715 | 0 | 0 | 0 | 0 | 0 | 0 | 0 | 0 | 0 | 0 | 0.74954 | 0 | 0 | 0
5689 | 0 | 0.70777 | 397.714 | 0 | 0 | 0 | 0 | 0 | 0 | 0 | 0 | 0 | 0 | 0.70777 | 0 | 0 | 0
5690 | 0 | 0.68335 | 396.7476 | 0 | 0 | 0 | 0 | 0 | 0 | 0 | 0 | 0 | 0 | 0.68335 | 0 | 0 | 0
5691 | 0 | 0.67 | 395.8001 | 0 | 0 | 0 | 0 | 0 | 0 | 0 | 0 | 0 | 0 | 0.67 | 0 | 0 | 0
5692 | 0 | 0.67862 | 394.8404 | 0 | 0 | 0 | 0 | 0 | 0 | 0 | 0 | 0 | 0 | 0.67862 | 0 | 0 | 0
5693 | 0 | 0.71585 | 393.828 | 0 | 0 | 0 | 0 | 0 | 0 | 0 | 0 | 0 | 0 | 0.71585 | 0 | 0 | 0
5694 | 0 | 0.77496 | 392.7321 | 0 | 0 | 0 | 0 | 0 | 0 | 0 | 0 | 0 | 0 | 0.77496 | 0 | 0 | 0
5695 | 0 | 0.34611 | 392.2426 | 0 | 0 | 0 | 0 | 0 | 0 | 0 | 0 | 0 | 0 | 0.81599 | 0.46987 | 0 | 0
5696 | 0.72334 | 0 | 392.7541 | 0 | 0 | 0 | 0 | 0 | 0 | 0 | 0 | 0 | 0 | 0.84546 | 1.5688 | 0 | 0
5697 | 1.832 | 0 | 394.0495 | 0 | 0 | 0 | 0 | 0 | 0 | 0 | 0 | 0 | 0 | 0.87689 | 2.7088 | 0 | 0
5698 | 2.6904 | 0 | 395.9518 | 0 | 0 | 0 | 0 | 0 | 0 | 0 | 0 | 0 | 0 | 0.91189 | 3.6023 | 0 | 0
5699 | 3.2693 | 0 | 398.2636 | 0 | 0 | 0 | 0 | 0 | 0 | 0 | 0 | 0 | 0 | 0.9571 | 4.2264 | 0 | 0
5700 | 3.5266 | 0 | 400.7573 | 0 | 0 | 0 | 0 | 0 | 0 | 0 | 0 | 0 | 0 | 1.0114 | 4.5381 | 0 | 0
5701 | 3.4717 | 0 | 403.2122 | 0 | 0 | 0 | 0 | 0 | 0 | 0 | 0 | 0 | 0 | 1.0759 | 4.5476 | 0 | 0
5702 | 2.9827 | 0 | 405.3213 | 0 | 0 | 0 | 0 | 0 | 0 | 0 | 0 | 0 | 0 | 1.1318 | 4.1145 | 0 | 0
5703 | 2.3116 | 0 | 406.9558 | 0 | 0 | 0 | 0 | 0 | 0 | 0 | 0 | 0 | 0 | 1.1861 | 3.4977 | 0 | 0
5704 | 1.4182 | 0 | 407.9586 | 0 | 0 | 0 | 0 | 0 | 0 | 0 | 0 | 0 | 0 | 1.2199 | 2.6381 | 0 | 0
5705 | 0 | 0 | 407.9586 | 0 | 0 | 0 | 0 | 0 | 0 | 0 | 0 | 0 | 0 | 1.2305 | 1.2887 | 0 | 0.05814
5706 | 0 | 0.70718 | 406.9585 | 0 | 0 | 0 | 0 | 0 | 0 | 0 | 0 | 0 | 0 | 1.2086 | 0.50145 | 0 | 0
5707 | 0 | 1.1684 | 405.3062 | 0 | 0 | 0 | 0 | 0 | 0 | 0 | 0 | 0 | 0 | 1.1684 | 0 | 0 | 0
5708 | 0 | 1.1292 | 403.7093 | 0 | 0 | 0 | 0 | 0 | 0 | 0 | 0 | 0 | 0 | 1.1292 | 0 | 0 | 0
5709 | 0 | 1.0481 | 402.2271 | 0 | 0 | 0 | 0 | 0 | 0 | 0 | 0 | 0 | 0 | 1.0481 | 0 | 0 | 0
5710 | 0 | 0.94486 | 400.8908 | 0 | 0 | 0 | 0 | 0 | 0 | 0 | 0 | 0 | 0 | 0.94486 | 0 | 0 | 0
5711 | 0 | 0.86019 | 399.6743 | 0 | 0 | 0 | 0 | 0 | 0 | 0 | 0 | 0 | 0 | 0.86019 | 0 | 0 | 0
5712 | 0 | 0.79375 | 398.5518 | 0 | 0 | 0 | 0 | 0 | 0 | 0 | 0 | 0 | 0 | 0.79375 | 0 | 0 | 0
5713 | 0 | 0.74769 | 397.4944 | 0 | 0 | 0 | 0 | 0 | 0 | 0 | 0 | 0 | 0 | 0.74769 | 0 | 0 | 0
5714 | 0 | 0.71979 | 396.4765 | 0 | 0 | 0 | 0 | 0 | 0 | 0 | 0 | 0 | 0 | 0.71979 | 0 | 0 | 0
5715 | 0 | 0.70054 | 395.4858 | 0 | 0 | 0 | 0 | 0 | 0 | 0 | 0 | 0 | 0 | 0.70054 | 0 | 0 | 0
5716 | 0 | 0.704 | 394.4902 | 0 | 0 | 0 | 0 | 0 | 0 | 0 | 0 | 0 | 0 | 0.704 | 0 | 0 | 0
5717 | 0 | 0.73568 | 393.4498 | 0 | 0 | 0 | 0 | 0 | 0 | 0 | 0 | 0 | 0 | 0.73568 | 0 | 0 | 0
5718 | 0 | 0.79189 | 392.3299 | 0 | 0 | 0 | 0 | 0 | 0 | 0 | 0 | 0 | 0 | 0.79189 | 0 | 0 | 0
5719 | 0 | 0.36019 | 391.8205 | 0 | 0 | 0 | 0 | 0 | 0 | 0 | 0 | 0 | 0 | 0.82629 | 0.4661 | 0 | 0
5720 | 0.7269 | 0 | 392.3345 | 0 | 0 | 0 | 0 | 0 | 0 | 0 | 0 | 0 | 0 | 0.8488 | 1.5757 | 0 | 0
5721 | 1.8313 | 0 | 393.6294 | 0 | 0 | 0 | 0 | 0 | 0 | 0 | 0 | 0 | 0 | 0.87486 | 2.7062 | 0 | 0
5722 | 2.628 | 0 | 395.4877 | 0 | 0 | 0 | 0 | 0 | 0 | 0 | 0 | 0 | 0 | 0.90836 | 3.5364 | 0 | 0
5723 | 3.0686 | 0 | 397.6575 | 0 | 0 | 0 | 0 | 0 | 0 | 0 | 0 | 0 | 0 | 0.95712 | 4.0257 | 0 | 0
5724 | 3.2968 | 0 | 399.9887 | 0 | 0 | 0 | 0 | 0 | 0 | 0 | 0 | 0 | 0 | 1.013 | 4.3098 | 0 | 0
5725 | 3.2565 | 0 | 402.2914 | 0 | 0 | 0 | 0 | 0 | 0 | 0 | 0 | 0 | 0 | 1.0752 | 4.3316 | 0 | 0
5726 | 2.9172 | 0 | 404.3541 | 0 | 0 | 0 | 0 | 0 | 0 | 0 | 0 | 0 | 0 | 1.1248 | 4.0419 | 0 | 0
5727 | 2.3134 | 0 | 405.99 | 0 | 0 | 0 | 0 | 0 | 0 | 0 | 0 | 0 | 0 | 1.1723 | 3.4857 | 0 | 0
5728 | 0 | 0 | 405.99 | 0 | 0 | 0 | 0 | 0 | 0 | 0 | 0 | 0 | 0 | 1.2037 | 2.6491 | 0 | 1.4454
5729 | 0.35685 | 0 | 406.2423 | 0 | 0 | 0 | 0 | 0 | 0 | 0 | 0 | 0 | 0 | 1.2143 | 1.5712 | 0 | 0
5730 | 0 | 0.69104 | 405.265 | 0 | 0 | 0 | 0 | 0 | 0 | 0 | 0 | 0 | 0 | 1.1885 | 0.4975 | 0 | 0
5731 | 0 | 1.1481 | 403.6413 | 0 | 0 | 0 | 0 | 0 | 0 | 0 | 0 | 0 | 0 | 1.1481 | 0 | 0 | 0
5732 | 0 | 1.1122 | 402.0684 | 0 | 0 | 0 | 0 | 0 | 0 | 0 | 0 | 0 | 0 | 1.1122 | 0 | 0 | 0
5733 | 0 | 1.033 | 400.6076 | 0 | 0 | 0 | 0 | 0 | 0 | 0 | 0 | 0 | 0 | 1.033 | 0 | 0 | 0
5734 | 0 | 0.93248 | 399.2888 | 0 | 0 | 0 | 0 | 0 | 0 | 0 | 0 | 0 | 0 | 0.93248 | 0 | 0 | 0
5735 | 0 | 0.85501 | 398.0797 | 0 | 0 | 0 | 0 | 0 | 0 | 0 | 0 | 0 | 0 | 0.85501 | 0 | 0 | 0
5736 | 0 | 0.79058 | 396.9616 | 0 | 0 | 0 | 0 | 0 | 0 | 0 | 0 | 0 | 0 | 0.79058 | 0 | 0 | 0
5737 | 0 | 0.74415 | 395.9092 | 0 | 0 | 0 | 0 | 0 | 0 | 0 | 0 | 0 | 0 | 0.74415 | 0 | 0 | 0
5738 | 0 | 0.71553 | 394.8973 | 0 | 0 | 0 | 0 | 0 | 0 | 0 | 0 | 0 | 0 | 0.71553 | 0 | 0 | 0
5739 | 0 | 0.69623 | 393.9127 | 0 | 0 | 0 | 0 | 0 | 0 | 0 | 0 | 0 | 0 | 0.69623 | 0 | 0 | 0
5740 | 0 | 0.70151 | 392.9206 | 0 | 0 | 0 | 0 | 0 | 0 | 0 | 0 | 0 | 0 | 0.70151 | 0 | 0 | 0
5741 | 0 | 0.73705 | 391.8783 | 0 | 0 | 0 | 0 | 0 | 0 | 0 | 0 | 0 | 0 | 0.73705 | 0 | 0 | 0
5742 | 0 | 0.79552 | 390.7532 | 0 | 0 | 0 | 0 | 0 | 0 | 0 | 0 | 0 | 0 | 0.79552 | 0 | 0 | 0
5743 | 0 | 0.36437 | 390.2379 | 0 | 0 | 0 | 0 | 0 | 0 | 0 | 0 | 0 | 0 | 0.83007 | 0.4657 | 0 | 0
5744 | 0.77706 | 0 | 390.7874 | 0 | 0 | 0 | 0 | 0 | 0 | 0 | 0 | 0 | 0 | 0.84204 | 1.6191 | 0 | 0
5745 | 1.9017 | 0 | 392.1321 | 0 | 0 | 0 | 0 | 0 | 0 | 0 | 0 | 0 | 0 | 0.85785 | 2.7596 | 0 | 0
5746 | 2.7385 | 0 | 394.0686 | 0 | 0 | 0 | 0 | 0 | 0 | 0 | 0 | 0 | 0 | 0.87652 | 3.6151 | 0 | 0
5747 | 3.3075 | 0 | 396.4073 | 0 | 0 | 0 | 0 | 0 | 0 | 0 | 0 | 0 | 0 | 0.90251 | 4.21 | 0 | 0
5748 | 3.5411 | 0 | 398.9113 | 0 | 0 | 0 | 0 | 0 | 0 | 0 | 0 | 0 | 0 | 0.94151 | 4.4826 | 0 | 0
5749 | 3.4375 | 0 | 401.3419 | 0 | 0 | 0 | 0 | 0 | 0 | 0 | 0 | 0 | 0 | 0.99382 | 4.4313 | 0 | 0
5750 | 3.1047 | 0 | 403.5373 | 0 | 0 | 0 | 0 | 0 | 0 | 0 | 0 | 0 | 0 | 1.038 | 4.1428 | 0 | 0
5751 | 2.4916 | 0 | 405.2991 | 0 | 0 | 0 | 0 | 0 | 0 | 0 | 0 | 0 | 0 | 1.0856 | 3.5772 | 0 | 0
5752 | 1.6128 | 0 | 406.4395 | 0 | 0 | 0 | 0 | 0 | 0 | 0 | 0 | 0 | 0 | 1.1146 | 2.7274 | 0 | 0
5753 | 0.49147 | 0 | 406.7871 | 0 | 0 | 0 | 0 | 0 | 0 | 0 | 0 | 0 | 0 | 1.1308 | 1.6222 | 0 | 0
5754 | 0 | 0.62101 | 405.9088 | 0 | 0 | 0 | 0 | 0 | 0 | 0 | 0 | 0 | 0 | 1.1129 | 0.49188 | 0 | 0
5755 | 0 | 1.0866 | 404.3721 | 0 | 0 | 0 | 0 | 0 | 0 | 0 | 0 | 0 | 0 | 1.0866 | 0 | 0 | 0
5756 | 0 | 1.059 | 402.8745 | 0 | 0 | 0 | 0 | 0 | 0 | 0 | 0 | 0 | 0 | 1.059 | 0 | 0 | 0
5757 | 0 | 0.98682 | 401.4789 | 0 | 0 | 0 | 0 | 0 | 0 | 0 | 0 | 0 | 0 | 0.98682 | 0 | 0 | 0
5758 | 0 | 0.89753 | 400.2096 | 0 | 0 | 0 | 0 | 0 | 0 | 0 | 0 | 0 | 0 | 0.89753 | 0 | 0 | 0
5759 | 0 | 0.81893 | 399.0515 | 0 | 0 | 0 | 0 | 0 | 0 | 0 | 0 | 0 | 0 | 0.81893 | 0 | 0 | 0
5760 | 0 | 0.76296 | 397.9725 | 0 | 0 | 0 | 0 | 0 | 0 | 0 | 0 | 0 | 0 | 0.76296 | 0 | 0 | 0
5761 | 0 | 0.72392 | 396.9487 | 0 | 0 | 0 | 0 | 0 | 0 | 0 | 0 | 0 | 0 | 0.72392 | 0 | 0 | 0
5762 | 0 | 0.69728 | 395.9626 | 0 | 0 | 0 | 0 | 0 | 0 | 0 | 0 | 0 | 0 | 0.69728 | 0 | 0 | 0
5763 | 0 | 0.68043 | 395.0004 | 0 | 0 | 0 | 0 | 0 | 0 | 0 | 0 | 0 | 0 | 0.68043 | 0 | 0 | 0
5764 | 0 | 0.68805 | 394.0273 | 0 | 0 | 0 | 0 | 0 | 0 | 0 | 0 | 0 | 0 | 0.68805 | 0 | 0 | 0
5765 | 0 | 0.72317 | 393.0046 | 0 | 0 | 0 | 0 | 0 | 0 | 0 | 0 | 0 | 0 | 0.72317 | 0 | 0 | 0
5766 | 0 | 0.78412 | 391.8957 | 0 | 0 | 0 | 0 | 0 | 0 | 0 | 0 | 0 | 0 | 0.78412 | 0 | 0 | 0
5767 | 0 | 0.34657 | 391.4056 | 0 | 0 | 0 | 0 | 0 | 0 | 0 | 0 | 0 | 0 | 0.81737 | 0.4708 | 0 | 0
5768 | 0.81753 | 0 | 391.9836 | 0 | 0 | 0 | 0 | 0 | 0 | 0 | 0 | 0 | 0 | 0.83712 | 1.6546 | 0 | 0
5769 | 1.9371 | 0 | 393.3534 | 0 | 0 | 0 | 0 | 0 | 0 | 0 | 0 | 0 | 0 | 0.85871 | 2.7958 | 0 | 0
5770 | 2.7564 | 0 | 395.3025 | 0 | 0 | 0 | 0 | 0 | 0 | 0 | 0 | 0 | 0 | 0.87693 | 3.6334 | 0 | 0
5771 | 3.267 | 0 | 397.6126 | 0 | 0 | 0 | 0 | 0 | 0 | 0 | 0 | 0 | 0 | 0.90261 | 4.1696 | 0 | 0
5772 | 3.4742 | 0 | 400.0693 | 0 | 0 | 0 | 0 | 0 | 0 | 0 | 0 | 0 | 0 | 0.9429 | 4.4172 | 0 | 0
5773 | 3.3746 | 0 | 402.4555 | 0 | 0 | 0 | 0 | 0 | 0 | 0 | 0 | 0 | 0 | 1.0028 | 4.3774 | 0 | 0
5774 | 2.989 | 0 | 404.569 | 0 | 0 | 0 | 0 | 0 | 0 | 0 | 0 | 0 | 0 | 1.0502 | 4.0393 | 0 | 0
5775 | 2.3785 | 0 | 406.2509 | 0 | 0 | 0 | 0 | 0 | 0 | 0 | 0 | 0 | 0 | 1.106 | 3.4845 | 0 | 0
5776 | 1.5071 | 0 | 407.3166 | 0 | 0 | 0 | 0 | 0 | 0 | 0 | 0 | 0 | 0 | 1.1475 | 2.6545 | 0 | 0
5777 | 0 | 0.041926 | 407.2573 | 0 | 0 | 0 | 0 | 0 | 0 | 0 | 0 | 0 | 0 | 1.1629 | 1.1209 | 0 | 0
5778 | 0 | 0.66747 | 406.3133 | 0 | 0 | 0 | 0 | 0 | 0 | 0 | 0 | 0 | 0 | 1.1464 | 0.47895 | 0 | 0
5779 | 0 | 1.1123 | 404.7403 | 0 | 0 | 0 | 0 | 0 | 0 | 0 | 0 | 0 | 0 | 1.1123 | 0 | 0 | 0
5780 | 0 | 1.0825 | 403.2095 | 0 | 0 | 0 | 0 | 0 | 0 | 0 | 0 | 0 | 0 | 1.0825 | 0 | 0 | 0
5781 | 0 | 1.0104 | 401.7805 | 0 | 0 | 0 | 0 | 0 | 0 | 0 | 0 | 0 | 0 | 1.0104 | 0 | 0 | 0
5782 | 0 | 0.91652 | 400.4844 | 0 | 0 | 0 | 0 | 0 | 0 | 0 | 0 | 0 | 0 | 0.91652 | 0 | 0 | 0
5783 | 0 | 0.83345 | 399.3057 | 0 | 0 | 0 | 0 | 0 | 0 | 0 | 0 | 0 | 0 | 0.83345 | 0 | 0 | 0
5784 | 0 | 0.77151 | 398.2146 | 0 | 0 | 0 | 0 | 0 | 0 | 0 | 0 | 0 | 0 | 0.77151 | 0 | 0 | 0
5785 | 0 | 0.73038 | 397.1817 | 0 | 0 | 0 | 0 | 0 | 0 | 0 | 0 | 0 | 0 | 0.73038 | 0 | 0 | 0
5786 | 0 | 0.70171 | 396.1893 | 0 | 0 | 0 | 0 | 0 | 0 | 0 | 0 | 0 | 0 | 0.70171 | 0 | 0 | 0
5787 | 0 | 0.68582 | 395.2194 | 0 | 0 | 0 | 0 | 0 | 0 | 0 | 0 | 0 | 0 | 0.68582 | 0 | 0 | 0
5788 | 0 | 0.68698 | 394.2479 | 0 | 0 | 0 | 0 | 0 | 0 | 0 | 0 | 0 | 0 | 0.68698 | 0 | 0 | 0
5789 | 0 | 0.71625 | 393.235 | 0 | 0 | 0 | 0 | 0 | 0 | 0 | 0 | 0 | 0 | 0.71625 | 0 | 0 | 0
5790 | 0 | 0.76543 | 392.1525 | 0 | 0 | 0 | 0 | 0 | 0 | 0 | 0 | 0 | 0 | 0.76543 | 0 | 0 | 0
5791 | 0 | 0.33671 | 391.6763 | 0 | 0 | 0 | 0 | 0 | 0 | 0 | 0 | 0 | 0 | 0.79996 | 0.46325 | 0 | 0
5792 | 0.79149 | 0 | 392.236 | 0 | 0 | 0 | 0 | 0 | 0 | 0 | 0 | 0 | 0 | 0.82501 | 1.6165 | 0 | 0
5793 | 1.8909 | 0 | 393.573 | 0 | 0 | 0 | 0 | 0 | 0 | 0 | 0 | 0 | 0 | 0.85323 | 2.7441 | 0 | 0
5794 | 2.6933 | 0 | 395.4775 | 0 | 0 | 0 | 0 | 0 | 0 | 0 | 0 | 0 | 0 | 0.88132 | 3.5746 | 0 | 0
5795 | 3.1608 | 0 | 397.7125 | 0 | 0 | 0 | 0 | 0 | 0 | 0 | 0 | 0 | 0 | 0.9168 | 4.0775 | 0 | 0
5796 | 3.3598 | 0 | 400.0882 | 0 | 0 | 0 | 0 | 0 | 0 | 0 | 0 | 0 | 0 | 0.9561 | 4.3159 | 0 | 0
5797 | 3.2985 | 0 | 402.4206 | 0 | 0 | 0 | 0 | 0 | 0 | 0 | 0 | 0 | 0 | 1.0127 | 4.3111 | 0 | 0
5798 | 2.997 | 0 | 404.5398 | 0 | 0 | 0 | 0 | 0 | 0 | 0 | 0 | 0 | 0 | 1.0657 | 4.0626 | 0 | 0
5799 | 2.4086 | 0 | 406.2429 | 0 | 0 | 0 | 0 | 0 | 0 | 0 | 0 | 0 | 0 | 1.119 | 3.5276 | 0 | 0
5800 | 1.5585 | 0 | 407.345 | 0 | 0 | 0 | 0 | 0 | 0 | 0 | 0 | 0 | 0 | 1.1549 | 2.7134 | 0 | 0
5801 | 0.43642 | 0 | 407.6536 | 0 | 0 | 0 | 0 | 0 | 0 | 0 | 0 | 0 | 0 | 1.1628 | 1.5992 | 0 | 0
5802 | 0 | 0.67369 | 406.7008 | 0 | 0 | 0 | 0 | 0 | 0 | 0 | 0 | 0 | 0 | 1.1384 | 0.46475 | 0 | 0
5803 | 0 | 1.0933 | 405.1547 | 0 | 0 | 0 | 0 | 0 | 0 | 0 | 0 | 0 | 0 | 1.0933 | 0 | 0 | 0
5804 | 0 | 1.0545 | 403.6634 | 0 | 0 | 0 | 0 | 0 | 0 | 0 | 0 | 0 | 0 | 1.0545 | 0 | 0 | 0
5805 | 0 | 0.98731 | 402.2672 | 0 | 0 | 0 | 0 | 0 | 0 | 0 | 0 | 0 | 0 | 0.98731 | 0 | 0 | 0
5806 | 0 | 0.90808 | 400.9829 | 0 | 0 | 0 | 0 | 0 | 0 | 0 | 0 | 0 | 0 | 0.90808 | 0 | 0 | 0
5807 | 0 | 0.83517 | 399.8018 | 0 | 0 | 0 | 0 | 0 | 0 | 0 | 0 | 0 | 0 | 0.83517 | 0 | 0 | 0
5808 | 0 | 0.774 | 398.7072 | 0 | 0 | 0 | 0 | 0 | 0 | 0 | 0 | 0 | 0 | 0.774 | 0 | 0 | 0
5809 | 0 | 0.72571 | 397.6809 | 0 | 0 | 0 | 0 | 0 | 0 | 0 | 0 | 0 | 0 | 0.72571 | 0 | 0 | 0
5810 | 0 | 0.69283 | 396.7011 | 0 | 0 | 0 | 0 | 0 | 0 | 0 | 0 | 0 | 0 | 0.69283 | 0 | 0 | 0
5811 | 0 | 0.66874 | 395.7554 | 0 | 0 | 0 | 0 | 0 | 0 | 0 | 0 | 0 | 0 | 0.66874 | 0 | 0 | 0
5812 | 0 | 0.65789 | 394.825 | 0 | 0 | 0 | 0 | 0 | 0 | 0 | 0 | 0 | 0 | 0.65789 | 0 | 0 | 0
5813 | 0 | 0.66407 | 393.8858 | 0 | 0 | 0 | 0 | 0 | 0 | 0 | 0 | 0 | 0 | 0.66407 | 0 | 0 | 0
5814 | 0 | 0.67434 | 392.9322 | 0 | 0 | 0 | 0 | 0 | 0 | 0 | 0 | 0 | 0 | 0.67434 | 0 | 0 | 0
5815 | 0 | 0.23598 | 392.5985 | 0 | 0 | 0 | 0 | 0 | 0 | 0 | 0 | 0 | 0 | 0.69048 | 0.4545 | 0 | 0
5816 | 0.92107 | 0 | 393.2498 | 0 | 0 | 0 | 0 | 0 | 0 | 0 | 0 | 0 | 0 | 0.72233 | 1.6434 | 0 | 0
5817 | 2.077 | 0 | 394.7184 | 0 | 0 | 0 | 0 | 0 | 0 | 0 | 0 | 0 | 0 | 0.74133 | 2.8184 | 0 | 0
5818 | 2.9392 | 0 | 396.7967 | 0 | 0 | 0 | 0 | 0 | 0 | 0 | 0 | 0 | 0 | 0.75943 | 3.6986 | 0 | 0
5819 | 3.4804 | 0 | 399.2577 | 0 | 0 | 0 | 0 | 0 | 0 | 0 | 0 | 0 | 0 | 0.80223 | 4.2826 | 0 | 0
5820 | 3.6706 | 0 | 401.8532 | 0 | 0 | 0 | 0 | 0 | 0 | 0 | 0 | 0 | 0 | 0.86482 | 4.5354 | 0 | 0
5821 | 3.5881 | 0 | 404.3904 | 0 | 0 | 0 | 0 | 0 | 0 | 0 | 0 | 0 | 0 | 0.92943 | 4.5175 | 0 | 0
5822 | 3.1665 | 0 | 406.6295 | 0 | 0 | 0 | 0 | 0 | 0 | 0 | 0 | 0 | 0 | 0.98693 | 4.1535 | 0 | 0
5823 | 2.5233 | 0 | 408.4137 | 0 | 0 | 0 | 0 | 0 | 0 | 0 | 0 | 0 | 0 | 1.0455 | 3.5688 | 0 | 0
5824 | 0 | 0 | 408.4137 | 0 | 0 | 0 | 0 | 0 | 0 | 0 | 0 | 0 | 0 | 1.0873 | 2.7198 | 0 | 1.6325
5825 | 0.47615 | 0 | 408.7504 | 0 | 0 | 0 | 0 | 0 | 0 | 0 | 0 | 0 | 0 | 1.1103 | 1.5865 | 0 | 0
5826 | 0 | 0.65205 | 407.8283 | 0 | 0 | 0 | 0 | 0 | 0 | 0 | 0 | 0 | 0 | 1.1018 | 0.44975 | 0 | 0
5827 | 0 | 1.0619 | 406.3266 | 0 | 0 | 0 | 0 | 0 | 0 | 0 | 0 | 0 | 0 | 1.0619 | 0 | 0 | 0
5828 | 0 | 1.0231 | 404.8796 | 0 | 0 | 0 | 0 | 0 | 0 | 0 | 0 | 0 | 0 | 1.0231 | 0 | 0 | 0
5829 | 0 | 0.95883 | 403.5236 | 0 | 0 | 0 | 0 | 0 | 0 | 0 | 0 | 0 | 0 | 0.95883 | 0 | 0 | 0
5830 | 0 | 0.88538 | 402.2715 | 0 | 0 | 0 | 0 | 0 | 0 | 0 | 0 | 0 | 0 | 0.88538 | 0 | 0 | 0
5831 | 0 | 0.81502 | 401.1189 | 0 | 0 | 0 | 0 | 0 | 0 | 0 | 0 | 0 | 0 | 0.81502 | 0 | 0 | 0
5832 | 0 | 0.75559 | 400.0503 | 0 | 0 | 0 | 0 | 0 | 0 | 0 | 0 | 0 | 0 | 0.75559 | 0 | 0 | 0
5833 | 0 | 0.7102 | 399.046 | 0 | 0 | 0 | 0 | 0 | 0 | 0 | 0 | 0 | 0 | 0.7102 | 0 | 0 | 0
5834 | 0 | 0.67897 | 398.0858 | 0 | 0 | 0 | 0 | 0 | 0 | 0 | 0 | 0 | 0 | 0.67897 | 0 | 0 | 0
5835 | 0 | 0.65361 | 397.1614 | 0 | 0 | 0 | 0 | 0 | 0 | 0 | 0 | 0 | 0 | 0.65361 | 0 | 0 | 0
5836 | 0 | 0.6424 | 396.2529 | 0 | 0 | 0 | 0 | 0 | 0 | 0 | 0 | 0 | 0 | 0.6424 | 0 | 0 | 0
5837 | 0 | 0.64411 | 395.342 | 0 | 0 | 0 | 0 | 0 | 0 | 0 | 0 | 0 | 0 | 0.64411 | 0 | 0 | 0
5838 | 0 | 0.64612 | 394.4282 | 0 | 0 | 0 | 0 | 0 | 0 | 0 | 0 | 0 | 0 | 0.64612 | 0 | 0 | 0
5839 | 0 | 0.1907 | 394.1586 | 0 | 0 | 0 | 0 | 0 | 0 | 0 | 0 | 0 | 0 | 0.65182 | 0.46113 | 0 | 0
5840 | 0 | 0 | 394.1586 | 0 | 0 | 0 | 0 | 0 | 0 | 0 | 0 | 0 | 0 | 0.68125 | 1.6825 | 0 | 1.0012
5841 | 2.1577 | 0 | 395.6843 | 0 | 0 | 0 | 0 | 0 | 0 | 0 | 0 | 0 | 0 | 0.70848 | 2.8662 | 0 | 0
5842 | 3.0574 | 0 | 397.8462 | 0 | 0 | 0 | 0 | 0 | 0 | 0 | 0 | 0 | 0 | 0.73803 | 3.7954 | 0 | 0
5843 | 3.5548 | 0 | 400.3598 | 0 | 0 | 0 | 0 | 0 | 0 | 0 | 0 | 0 | 0 | 0.78732 | 4.3421 | 0 | 0
5844 | 3.7776 | 0 | 403.0309 | 0 | 0 | 0 | 0 | 0 | 0 | 0 | 0 | 0 | 0 | 0.84937 | 4.6269 | 0 | 0
5845 | 3.7014 | 0 | 405.6482 | 0 | 0 | 0 | 0 | 0 | 0 | 0 | 0 | 0 | 0 | 0.91264 | 4.614 | 0 | 0
5846 | 3.3134 | 0 | 407.9912 | 0 | 0 | 0 | 0 | 0 | 0 | 0 | 0 | 0 | 0 | 0.96743 | 4.2809 | 0 | 0
5847 | 2.6396 | 0 | 409.8577 | 0 | 0 | 0 | 0 | 0 | 0 | 0 | 0 | 0 | 0 | 1.0235 | 3.6631 | 0 | 0
5848 | 1.6955 | 0 | 411.0566 | 0 | 0 | 0 | 0 | 0 | 0 | 0 | 0 | 0 | 0 | 1.0637 | 2.7593 | 0 | 0
5849 | 0.52368 | 0 | 411.4269 | 0 | 0 | 0 | 0 | 0 | 0 | 0 | 0 | 0 | 0 | 1.0833 | 1.607 | 0 | 0
5850 | 0 | 0.62242 | 410.5466 | 0 | 0 | 0 | 0 | 0 | 0 | 0 | 0 | 0 | 0 | 1.0703 | 0.44785 | 0 | 0
5851 | 0 | 1.0376 | 409.0792 | 0 | 0 | 0 | 0 | 0 | 0 | 0 | 0 | 0 | 0 | 1.0376 | 0 | 0 | 0
5852 | 0 | 1.004 | 407.6593 | 0 | 0 | 0 | 0 | 0 | 0 | 0 | 0 | 0 | 0 | 1.004 | 0 | 0 | 0
5853 | 0 | 0.94705 | 406.32 | 0 | 0 | 0 | 0 | 0 | 0 | 0 | 0 | 0 | 0 | 0.94705 | 0 | 0 | 0
5854 | 0 | 0.8742 | 405.0837 | 0 | 0 | 0 | 0 | 0 | 0 | 0 | 0 | 0 | 0 | 0.8742 | 0 | 0 | 0
5855 | 0 | 0.80582 | 403.9441 | 0 | 0 | 0 | 0 | 0 | 0 | 0 | 0 | 0 | 0 | 0.80582 | 0 | 0 | 0
5856 | 0 | 0.7499 | 402.8836 | 0 | 0 | 0 | 0 | 0 | 0 | 0 | 0 | 0 | 0 | 0.7499 | 0 | 0 | 0
5857 | 0 | 0.70608 | 401.885 | 0 | 0 | 0 | 0 | 0 | 0 | 0 | 0 | 0 | 0 | 0.70608 | 0 | 0 | 0
5858 | 0 | 0.67844 | 400.9256 | 0 | 0 | 0 | 0 | 0 | 0 | 0 | 0 | 0 | 0 | 0.67844 | 0 | 0 | 0
5859 | 0 | 0.65987 | 399.9924 | 0 | 0 | 0 | 0 | 0 | 0 | 0 | 0 | 0 | 0 | 0.65987 | 0 | 0 | 0
5860 | 0 | 0.65915 | 399.0602 | 0 | 0 | 0 | 0 | 0 | 0 | 0 | 0 | 0 | 0 | 0.65915 | 0 | 0 | 0
5861 | 0 | 0.6694 | 398.1135 | 0 | 0 | 0 | 0 | 0 | 0 | 0 | 0 | 0 | 0 | 0.6694 | 0 | 0 | 0
5862 | 0 | 0.68415 | 397.146 | 0 | 0 | 0 | 0 | 0 | 0 | 0 | 0 | 0 | 0 | 0.68415 | 0 | 0 | 0
5863 | 0 | 0.24069 | 396.8056 | 0 | 0 | 0 | 0 | 0 | 0 | 0 | 0 | 0 | 0 | 0.69712 | 0.45643 | 0 | 0
5864 | 0 | 0 | 396.8056 | 0 | 0 | 0 | 0 | 0 | 0 | 0 | 0 | 0 | 0 | 0.72526 | 1.666 | 0 | 0.94074
5865 | 2.0894 | 0 | 398.283 | 0 | 0 | 0 | 0 | 0 | 0 | 0 | 0 | 0 | 0 | 0.76494 | 2.8544 | 0 | 0
5866 | 2.9183 | 0 | 400.3466 | 0 | 0 | 0 | 0 | 0 | 0 | 0 | 0 | 0 | 0 | 0.81851 | 3.7368 | 0 | 0
5867 | 3.4735 | 0 | 402.8027 | 0 | 0 | 0 | 0 | 0 | 0 | 0 | 0 | 0 | 0 | 0.87167 | 4.3452 | 0 | 0
5868 | 3.7021 | 0 | 405.4205 | 0 | 0 | 0 | 0 | 0 | 0 | 0 | 0 | 0 | 0 | 0.93859 | 4.6407 | 0 | 0
5869 | 3.6134 | 0 | 407.9755 | 0 | 0 | 0 | 0 | 0 | 0 | 0 | 0 | 0 | 0 | 1.0084 | 4.6218 | 0 | 0
5870 | 3.1873 | 0 | 410.2293 | 0 | 0 | 0 | 0 | 0 | 0 | 0 | 0 | 0 | 0 | 1.058 | 4.2453 | 0 | 0
5871 | 2.5072 | 0 | 412.0022 | 0 | 0 | 0 | 0 | 0 | 0 | 0 | 0 | 0 | 0 | 1.1051 | 3.6123 | 0 | 0
5872 | 1.5856 | 0 | 413.1234 | 0 | 0 | 0 | 0 | 0 | 0 | 0 | 0 | 0 | 0 | 1.1333 | 2.7189 | 0 | 0
5873 | 0.41621 | 0 | 413.4177 | 0 | 0 | 0 | 0 | 0 | 0 | 0 | 0 | 0 | 0 | 1.1484 | 1.5646 | 0 | 0
5874 | 0 | 0.69912 | 412.429 | 0 | 0 | 0 | 0 | 0 | 0 | 0 | 0 | 0 | 0 | 1.1278 | 0.4287 | 0 | 0
5875 | 0 | 1.094 | 410.8819 | 0 | 0 | 0 | 0 | 0 | 0 | 0 | 0 | 0 | 0 | 1.094 | 0 | 0 | 0
5876 | 0 | 1.0607 | 409.3819 | 0 | 0 | 0 | 0 | 0 | 0 | 0 | 0 | 0 | 0 | 1.0607 | 0 | 0 | 0
5877 | 0 | 0.99018 | 407.9815 | 0 | 0 | 0 | 0 | 0 | 0 | 0 | 0 | 0 | 0 | 0.99018 | 0 | 0 | 0
5878 | 0 | 0.89829 | 406.7112 | 0 | 0 | 0 | 0 | 0 | 0 | 0 | 0 | 0 | 0 | 0.89829 | 0 | 0 | 0
5879 | 0 | 0.82048 | 405.5508 | 0 | 0 | 0 | 0 | 0 | 0 | 0 | 0 | 0 | 0 | 0.82048 | 0 | 0 | 0
5880 | 0 | 0.76493 | 404.4691 | 0 | 0 | 0 | 0 | 0 | 0 | 0 | 0 | 0 | 0 | 0.76493 | 0 | 0 | 0
5881 | 0 | 0.72453 | 403.4444 | 0 | 0 | 0 | 0 | 0 | 0 | 0 | 0 | 0 | 0 | 0.72453 | 0 | 0 | 0
5882 | 0 | 0.69733 | 402.4583 | 0 | 0 | 0 | 0 | 0 | 0 | 0 | 0 | 0 | 0 | 0.69733 | 0 | 0 | 0
5883 | 0 | 0.68469 | 401.49 | 0 | 0 | 0 | 0 | 0 | 0 | 0 | 0 | 0 | 0 | 0.68469 | 0 | 0 | 0
5884 | 0 | 0.69232 | 400.5109 | 0 | 0 | 0 | 0 | 0 | 0 | 0 | 0 | 0 | 0 | 0.69232 | 0 | 0 | 0
5885 | 0 | 0.7294 | 399.4793 | 0 | 0 | 0 | 0 | 0 | 0 | 0 | 0 | 0 | 0 | 0.7294 | 0 | 0 | 0
5886 | 0 | 0.79535 | 398.3546 | 0 | 0 | 0 | 0 | 0 | 0 | 0 | 0 | 0 | 0 | 0.79535 | 0 | 0 | 0
5887 | 0 | 0.3899 | 397.8032 | 0 | 0 | 0 | 0 | 0 | 0 | 0 | 0 | 0 | 0 | 0.83752 | 0.44762 | 0 | 0
5888 | 0.62146 | 0 | 398.2426 | 0 | 0 | 0 | 0 | 0 | 0 | 0 | 0 | 0 | 0 | 0.87354 | 1.495 | 0 | 0
5889 | 1.4815 | 0 | 399.2901 | 0 | 0 | 0 | 0 | 0 | 0 | 0 | 0 | 0 | 0 | 0.90674 | 2.3882 | 0 | 0
5890 | 1.606 | 0 | 400.4258 | 0 | 0 | 0 | 0 | 0 | 0 | 0 | 0 | 0 | 0 | 0.94588 | 2.5519 | 0 | 0
5891 | 2.565 | 0 | 402.2395 | 0 | 0 | 0 | 0 | 0 | 0 | 0 | 0 | 0 | 0 | 0.99053 | 3.5556 | 0 | 0
5892 | 3.1528 | 0 | 404.4689 | 0 | 0 | 0 | 0 | 0 | 0 | 0 | 0 | 0 | 0 | 1.0378 | 4.1906 | 0 | 0
5893 | 3.5102 | 0 | 406.951 | 0 | 0 | 0 | 0 | 0 | 0 | 0 | 0 | 0 | 0 | 1.0964 | 4.6067 | 0 | 0
5894 | 3.1028 | 0 | 409.145 | 0 | 0 | 0 | 0 | 0 | 0 | 0 | 0 | 0 | 0 | 1.1447 | 4.2475 | 0 | 0
5895 | 2.4355 | 0 | 410.8672 | 0 | 0 | 0 | 0 | 0 | 0 | 0 | 0 | 0 | 0 | 1.1959 | 3.6314 | 0 | 0
5896 | 1.4756 | 0 | 411.9106 | 0 | 0 | 0 | 0 | 0 | 0 | 0 | 0 | 0 | 0 | 1.2275 | 2.7031 | 0 | 0
5897 | 0.29067 | 0 | 412.1161 | 0 | 0 | 0 | 0 | 0 | 0 | 0 | 0 | 0 | 0 | 1.2414 | 1.5321 | 0 | 0
5898 | 0 | 0.80897 | 410.972 | 0 | 0 | 0 | 0 | 0 | 0 | 0 | 0 | 0 | 0 | 1.2182 | 0.40927 | 0 | 0
5899 | 0 | 1.1848 | 409.2965 | 0 | 0 | 0 | 0 | 0 | 0 | 0 | 0 | 0 | 0 | 1.1848 | 0 | 0 | 0
5900 | 0 | 1.1385 | 407.6864 | 0 | 0 | 0 | 0 | 0 | 0 | 0 | 0 | 0 | 0 | 1.1385 | 0 | 0 | 0
5901 | 0 | 1.0531 | 406.1971 | 0 | 0 | 0 | 0 | 0 | 0 | 0 | 0 | 0 | 0 | 1.0531 | 0 | 0 | 0
5902 | 0 | 0.95183 | 404.851 | 0 | 0 | 0 | 0 | 0 | 0 | 0 | 0 | 0 | 0 | 0.95183 | 0 | 0 | 0
5903 | 0 | 0.86777 | 403.6238 | 0 | 0 | 0 | 0 | 0 | 0 | 0 | 0 | 0 | 0 | 0.86777 | 0 | 0 | 0
5904 | 0 | 0.80315 | 402.488 | 0 | 0 | 0 | 0 | 0 | 0 | 0 | 0 | 0 | 0 | 0.80315 | 0 | 0 | 0
5905 | 0 | 0.75769 | 401.4165 | 0 | 0 | 0 | 0 | 0 | 0 | 0 | 0 | 0 | 0 | 0.75769 | 0 | 0 | 0
5906 | 0 | 0.72629 | 400.3893 | 0 | 0 | 0 | 0 | 0 | 0 | 0 | 0 | 0 | 0 | 0.72629 | 0 | 0 | 0
5907 | 0 | 0.71146 | 399.3832 | 0 | 0 | 0 | 0 | 0 | 0 | 0 | 0 | 0 | 0 | 0.71146 | 0 | 0 | 0
5908 | 0 | 0.71423 | 398.3731 | 0 | 0 | 0 | 0 | 0 | 0 | 0 | 0 | 0 | 0 | 0.71423 | 0 | 0 | 0
5909 | 0 | 0.74897 | 397.3139 | 0 | 0 | 0 | 0 | 0 | 0 | 0 | 0 | 0 | 0 | 0.74897 | 0 | 0 | 0
5910 | 0 | 0.80819 | 396.171 | 0 | 0 | 0 | 0 | 0 | 0 | 0 | 0 | 0 | 0 | 0.80819 | 0 | 0 | 0
5911 | 0 | 0.37256 | 395.6441 | 0 | 0 | 0 | 0 | 0 | 0 | 0 | 0 | 0 | 0 | 0.84458 | 0.47202 | 0 | 0
5912 | 0.7749 | 0 | 396.192 | 0 | 0 | 0 | 0 | 0 | 0 | 0 | 0 | 0 | 0 | 0.87305 | 1.648 | 0 | 0
5913 | 1.9593 | 0 | 397.5775 | 0 | 0 | 0 | 0 | 0 | 0 | 0 | 0 | 0 | 0 | 0.91097 | 2.8703 | 0 | 0
5914 | 2.9007 | 0 | 399.6286 | 0 | 0 | 0 | 0 | 0 | 0 | 0 | 0 | 0 | 0 | 0.95613 | 3.8568 | 0 | 0
5915 | 3.6 | 0 | 402.1742 | 0 | 0 | 0 | 0 | 0 | 0 | 0 | 0 | 0 | 0 | 1.0063 | 4.6063 | 0 | 0
5916 | 3.8432 | 0 | 404.8917 | 0 | 0 | 0 | 0 | 0 | 0 | 0 | 0 | 0 | 0 | 1.0638 | 4.907 | 0 | 0
5917 | 3.7244 | 0 | 407.5252 | 0 | 0 | 0 | 0 | 0 | 0 | 0 | 0 | 0 | 0 | 1.1268 | 4.8513 | 0 | 0
5918 | 3.3287 | 0 | 409.879 | 0 | 0 | 0 | 0 | 0 | 0 | 0 | 0 | 0 | 0 | 1.1913 | 4.52 | 0 | 0
5919 | 2.5697 | 0 | 411.696 | 0 | 0 | 0 | 0 | 0 | 0 | 0 | 0 | 0 | 0 | 1.2299 | 3.7996 | 0 | 0
5920 | 1.5837 | 0 | 412.8159 | 0 | 0 | 0 | 0 | 0 | 0 | 0 | 0 | 0 | 0 | 1.2247 | 2.8085 | 0 | 0
5921 | 0.35842 | 0 | 413.0693 | 0 | 0 | 0 | 0 | 0 | 0 | 0 | 0 | 0 | 0 | 1.2073 | 1.5657 | 0 | 0
5922 | 0 | 0.77531 | 411.9729 | 0 | 0 | 0 | 0 | 0 | 0 | 0 | 0 | 0 | 0 | 1.1846 | 0.40932 | 0 | 0
5923 | 0 | 1.1619 | 410.3297 | 0 | 0 | 0 | 0 | 0 | 0 | 0 | 0 | 0 | 0 | 1.1619 | 0 | 0 | 0
5924 | 0 | 1.135 | 408.7247 | 0 | 0 | 0 | 0 | 0 | 0 | 0 | 0 | 0 | 0 | 1.135 | 0 | 0 | 0
5925 | 0 | 1.063 | 407.2213 | 0 | 0 | 0 | 0 | 0 | 0 | 0 | 0 | 0 | 0 | 1.063 | 0 | 0 | 0
5926 | 0 | 0.96419 | 405.8578 | 0 | 0 | 0 | 0 | 0 | 0 | 0 | 0 | 0 | 0 | 0.96419 | 0 | 0 | 0
5927 | 0 | 0.88065 | 404.6123 | 0 | 0 | 0 | 0 | 0 | 0 | 0 | 0 | 0 | 0 | 0.88065 | 0 | 0 | 0
5928 | 0 | 0.81469 | 403.4602 | 0 | 0 | 0 | 0 | 0 | 0 | 0 | 0 | 0 | 0 | 0.81469 | 0 | 0 | 0
5929 | 0 | 0.77024 | 402.3709 | 0 | 0 | 0 | 0 | 0 | 0 | 0 | 0 | 0 | 0 | 0.77024 | 0 | 0 | 0
5930 | 0 | 0.739 | 401.3258 | 0 | 0 | 0 | 0 | 0 | 0 | 0 | 0 | 0 | 0 | 0.739 | 0 | 0 | 0
5931 | 0 | 0.7212 | 400.3059 | 0 | 0 | 0 | 0 | 0 | 0 | 0 | 0 | 0 | 0 | 0.7212 | 0 | 0 | 0
5932 | 0 | 0.72559 | 399.2797 | 0 | 0 | 0 | 0 | 0 | 0 | 0 | 0 | 0 | 0 | 0.72559 | 0 | 0 | 0
5933 | 0 | 0.76077 | 398.2039 | 0 | 0 | 0 | 0 | 0 | 0 | 0 | 0 | 0 | 0 | 0.76077 | 0 | 0 | 0
5934 | 0 | 0.82492 | 397.0372 | 0 | 0 | 0 | 0 | 0 | 0 | 0 | 0 | 0 | 0 | 0.82492 | 0 | 0 | 0
5935 | 0 | 0.3951 | 396.4785 | 0 | 0 | 0 | 0 | 0 | 0 | 0 | 0 | 0 | 0 | 0.86292 | 0.46782 | 0 | 0
5936 | 0.78782 | 0 | 397.0356 | 0 | 0 | 0 | 0 | 0 | 0 | 0 | 0 | 0 | 0 | 0.88894 | 1.6767 | 0 | 0
5937 | 1.9689 | 0 | 398.4278 | 0 | 0 | 0 | 0 | 0 | 0 | 0 | 0 | 0 | 0 | 0.92286 | 2.8918 | 0 | 0
5938 | 2.8905 | 0 | 400.4717 | 0 | 0 | 0 | 0 | 0 | 0 | 0 | 0 | 0 | 0 | 0.95847 | 3.849 | 0 | 0
5939 | 3.4583 | 0 | 402.9171 | 0 | 0 | 0 | 0 | 0 | 0 | 0 | 0 | 0 | 0 | 0.98846 | 4.4467 | 0 | 0
5940 | 3.6759 | 0 | 405.5164 | 0 | 0 | 0 | 0 | 0 | 0 | 0 | 0 | 0 | 0 | 1.0256 | 4.7015 | 0 | 0
5941 | 3.5878 | 0 | 408.0533 | 0 | 0 | 0 | 0 | 0 | 0 | 0 | 0 | 0 | 0 | 1.0774 | 4.6652 | 0 | 0
5942 | 3.1877 | 0 | 410.3073 | 0 | 0 | 0 | 0 | 0 | 0 | 0 | 0 | 0 | 0 | 1.1195 | 4.3072 | 0 | 0
5943 | 2.5117 | 0 | 412.0834 | 0 | 0 | 0 | 0 | 0 | 0 | 0 | 0 | 0 | 0 | 1.1642 | 3.6759 | 0 | 0
5944 | 1.5636 | 0 | 413.189 | 0 | 0 | 0 | 0 | 0 | 0 | 0 | 0 | 0 | 0 | 1.187 | 2.7506 | 0 | 0
5945 | 0.36816 | 0 | 413.4493 | 0 | 0 | 0 | 0 | 0 | 0 | 0 | 0 | 0 | 0 | 1.1872 | 1.5554 | 0 | 0
5946 | 0 | 0.75764 | 412.3779 | 0 | 0 | 0 | 0 | 0 | 0 | 0 | 0 | 0 | 0 | 1.1625 | 0.40487 | 0 | 0
5947 | 0 | 1.1364 | 410.7707 | 0 | 0 | 0 | 0 | 0 | 0 | 0 | 0 | 0 | 0 | 1.1364 | 0 | 0 | 0
5948 | 0 | 1.1086 | 409.2029 | 0 | 0 | 0 | 0 | 0 | 0 | 0 | 0 | 0 | 0 | 1.1086 | 0 | 0 | 0
5949 | 0 | 1.0374 | 407.7358 | 0 | 0 | 0 | 0 | 0 | 0 | 0 | 0 | 0 | 0 | 1.0374 | 0 | 0 | 0
5950 | 0 | 0.93966 | 406.4069 | 0 | 0 | 0 | 0 | 0 | 0 | 0 | 0 | 0 | 0 | 0.93966 | 0 | 0 | 0
5951 | 0 | 0.85838 | 405.193 | 0 | 0 | 0 | 0 | 0 | 0 | 0 | 0 | 0 | 0 | 0.85838 | 0 | 0 | 0
5952 | 0 | 0.79622 | 404.067 | 0 | 0 | 0 | 0 | 0 | 0 | 0 | 0 | 0 | 0 | 0.79622 | 0 | 0 | 0
5953 | 0 | 0.75347 | 403.0014 | 0 | 0 | 0 | 0 | 0 | 0 | 0 | 0 | 0 | 0 | 0.75347 | 0 | 0 | 0
5954 | 0 | 0.72479 | 401.9764 | 0 | 0 | 0 | 0 | 0 | 0 | 0 | 0 | 0 | 0 | 0.72479 | 0 | 0 | 0
5955 | 0 | 0.70597 | 400.978 | 0 | 0 | 0 | 0 | 0 | 0 | 0 | 0 | 0 | 0 | 0.70597 | 0 | 0 | 0
5956 | 0 | 0.71111 | 399.9723 | 0 | 0 | 0 | 0 | 0 | 0 | 0 | 0 | 0 | 0 | 0.71111 | 0 | 0 | 0
5957 | 0 | 0.74123 | 398.9241 | 0 | 0 | 0 | 0 | 0 | 0 | 0 | 0 | 0 | 0 | 0.74123 | 0 | 0 | 0
5958 | 0 | 0.79518 | 397.7995 | 0 | 0 | 0 | 0 | 0 | 0 | 0 | 0 | 0 | 0 | 0.79518 | 0 | 0 | 0
5959 | 0 | 0.37827 | 397.2646 | 0 | 0 | 0 | 0 | 0 | 0 | 0 | 0 | 0 | 0 | 0.82997 | 0.4517 | 0 | 0
5960 | 0.80015 | 0 | 397.8304 | 0 | 0 | 0 | 0 | 0 | 0 | 0 | 0 | 0 | 0 | 0.8596 | 1.6598 | 0 | 0
5961 | 1.9625 | 0 | 399.218 | 0 | 0 | 0 | 0 | 0 | 0 | 0 | 0 | 0 | 0 | 0.89051 | 2.853 | 0 | 0
5962 | 2.8057 | 0 | 401.202 | 0 | 0 | 0 | 0 | 0 | 0 | 0 | 0 | 0 | 0 | 0.92385 | 3.7296 | 0 | 0
5963 | 3.3723 | 0 | 403.5865 | 0 | 0 | 0 | 0 | 0 | 0 | 0 | 0 | 0 | 0 | 0.96037 | 4.3327 | 0 | 0
5964 | 3.5684 | 0 | 406.1098 | 0 | 0 | 0 | 0 | 0 | 0 | 0 | 0 | 0 | 0 | 1.0028 | 4.5712 | 0 | 0
5965 | 3.4911 | 0 | 408.5784 | 0 | 0 | 0 | 0 | 0 | 0 | 0 | 0 | 0 | 0 | 1.0552 | 4.5463 | 0 | 0
5966 | 3.1201 | 0 | 410.7846 | 0 | 0 | 0 | 0 | 0 | 0 | 0 | 0 | 0 | 0 | 1.0893 | 4.2094 | 0 | 0
5967 | 2.4488 | 0 | 412.5162 | 0 | 0 | 0 | 0 | 0 | 0 | 0 | 0 | 0 | 0 | 1.1343 | 3.5831 | 0 | 0
5968 | 1.5285 | 0 | 413.597 | 0 | 0 | 0 | 0 | 0 | 0 | 0 | 0 | 0 | 0 | 1.1644 | 2.6929 | 0 | 0
5969 | 0.35825 | 0 | 413.8503 | 0 | 0 | 0 | 0 | 0 | 0 | 0 | 0 | 0 | 0 | 1.1711 | 1.5294 | 0 | 0
5970 | 0 | 0.75524 | 412.7822 | 0 | 0 | 0 | 0 | 0 | 0 | 0 | 0 | 0 | 0 | 1.1379 | 0.38265 | 0 | 0
5971 | 0 | 1.1048 | 411.2199 | 0 | 0 | 0 | 0 | 0 | 0 | 0 | 0 | 0 | 0 | 1.1048 | 0 | 0 | 0
5972 | 0 | 1.0674 | 409.7103 | 0 | 0 | 0 | 0 | 0 | 0 | 0 | 0 | 0 | 0 | 1.0674 | 0 | 0 | 0
5973 | 0 | 0.99992 | 408.2962 | 0 | 0 | 0 | 0 | 0 | 0 | 0 | 0 | 0 | 0 | 0.99992 | 0 | 0 | 0
5974 | 0 | 0.92049 | 406.9944 | 0 | 0 | 0 | 0 | 0 | 0 | 0 | 0 | 0 | 0 | 0.92049 | 0 | 0 | 0
5975 | 0 | 0.84605 | 405.7979 | 0 | 0 | 0 | 0 | 0 | 0 | 0 | 0 | 0 | 0 | 0.84605 | 0 | 0 | 0
5976 | 0 | 0.78339 | 404.69 | 0 | 0 | 0 | 0 | 0 | 0 | 0 | 0 | 0 | 0 | 0.78339 | 0 | 0 | 0
5977 | 0 | 0.73634 | 403.6487 | 0 | 0 | 0 | 0 | 0 | 0 | 0 | 0 | 0 | 0 | 0.73634 | 0 | 0 | 0
5978 | 0 | 0.70467 | 402.6521 | 0 | 0 | 0 | 0 | 0 | 0 | 0 | 0 | 0 | 0 | 0.70467 | 0 | 0 | 0
5979 | 0 | 0.68113 | 401.6889 | 0 | 0 | 0 | 0 | 0 | 0 | 0 | 0 | 0 | 0 | 0.68113 | 0 | 0 | 0
5980 | 0 | 0.67126 | 400.7396 | 0 | 0 | 0 | 0 | 0 | 0 | 0 | 0 | 0 | 0 | 0.67126 | 0 | 0 | 0
5981 | 0 | 0.67891 | 399.7794 | 0 | 0 | 0 | 0 | 0 | 0 | 0 | 0 | 0 | 0 | 0.67891 | 0 | 0 | 0
5982 | 0 | 0.69211 | 398.8007 | 0 | 0 | 0 | 0 | 0 | 0 | 0 | 0 | 0 | 0 | 0.69211 | 0 | 0 | 0
5983 | 0 | 0.25831 | 398.4353 | 0 | 0 | 0 | 0 | 0 | 0 | 0 | 0 | 0 | 0 | 0.70656 | 0.44825 | 0 | 0
5984 | 0.91267 | 0 | 399.0807 | 0 | 0 | 0 | 0 | 0 | 0 | 0 | 0 | 0 | 0 | 0.73473 | 1.6474 | 0 | 0
5985 | 2.0391 | 0 | 400.5225 | 0 | 0 | 0 | 0 | 0 | 0 | 0 | 0 | 0 | 0 | 0.76622 | 2.8053 | 0 | 0
5986 | 2.8742 | 0 | 402.5549 | 0 | 0 | 0 | 0 | 0 | 0 | 0 | 0 | 0 | 0 | 0.79954 | 3.6737 | 0 | 0
5987 | 3.4372 | 0 | 404.9853 | 0 | 0 | 0 | 0 | 0 | 0 | 0 | 0 | 0 | 0 | 0.83991 | 4.2771 | 0 | 0
5988 | 3.6782 | 0 | 407.5863 | 0 | 0 | 0 | 0 | 0 | 0 | 0 | 0 | 0 | 0 | 0.8691 | 4.5473 | 0 | 0
5989 | 3.6313 | 0 | 410.154 | 0 | 0 | 0 | 0 | 0 | 0 | 0 | 0 | 0 | 0 | 0.90186 | 4.5332 | 0 | 0
5990 | 3.2374 | 0 | 412.4432 | 0 | 0 | 0 | 0 | 0 | 0 | 0 | 0 | 0 | 0 | 0.92945 | 4.1669 | 0 | 0
5991 | 2.6099 | 0 | 414.2887 | 0 | 0 | 0 | 0 | 0 | 0 | 0 | 0 | 0 | 0 | 0.9549 | 3.5648 | 0 | 0
5992 | 1.6703 | 0 | 415.4697 | 0 | 0 | 0 | 0 | 0 | 0 | 0 | 0 | 0 | 0 | 0.97489 | 2.6452 | 0 | 0
5993 | 0.49752 | 0 | 415.8215 | 0 | 0 | 0 | 0 | 0 | 0 | 0 | 0 | 0 | 0 | 0.98228 | 1.4798 | 0 | 0
5994 | 0 | 0.60379 | 414.9676 | 0 | 0 | 0 | 0 | 0 | 0 | 0 | 0 | 0 | 0 | 0.96944 | 0.36565 | 0 | 0
5995 | 0 | 0.94504 | 413.6311 | 0 | 0 | 0 | 0 | 0 | 0 | 0 | 0 | 0 | 0 | 0.94504 | 0 | 0 | 0
5996 | 0 | 0.91336 | 412.3395 | 0 | 0 | 0 | 0 | 0 | 0 | 0 | 0 | 0 | 0 | 0.91336 | 0 | 0 | 0
5997 | 0 | 0.86526 | 411.1158 | 0 | 0 | 0 | 0 | 0 | 0 | 0 | 0 | 0 | 0 | 0.86526 | 0 | 0 | 0
5998 | 0 | 0.80317 | 409.98 | 0 | 0 | 0 | 0 | 0 | 0 | 0 | 0 | 0 | 0 | 0.80317 | 0 | 0 | 0
5999 | 0 | 0.74814 | 408.9219 | 0 | 0 | 0 | 0 | 0 | 0 | 0 | 0 | 0 | 0 | 0.74814 | 0 | 0 | 0
6000 | 0 | 0.70195 | 407.9292 | 0 | 0 | 0 | 0 | 0 | 0 | 0 | 0 | 0 | 0 | 0.70195 | 0 | 0 | 0
6001 | 0 | 0.66564 | 406.9879 | 0 | 0 | 0 | 0 | 0 | 0 | 0 | 0 | 0 | 0 | 0.66564 | 0 | 0 | 0
6002 | 0 | 0.63916 | 406.084 | 0 | 0 | 0 | 0 | 0 | 0 | 0 | 0 | 0 | 0 | 0.63916 | 0 | 0 | 0
6003 | 0 | 0.61885 | 405.2088 | 0 | 0 | 0 | 0 | 0 | 0 | 0 | 0 | 0 | 0 | 0.61885 | 0 | 0 | 0
6004 | 0 | 0.61683 | 404.3364 | 0 | 0 | 0 | 0 | 0 | 0 | 0 | 0 | 0 | 0 | 0.61683 | 0 | 0 | 0
6005 | 0 | 0.62129 | 403.4578 | 0 | 0 | 0 | 0 | 0 | 0 | 0 | 0 | 0 | 0 | 0.62129 | 0 | 0 | 0
6006 | 0 | 0.6262 | 402.5722 | 0 | 0 | 0 | 0 | 0 | 0 | 0 | 0 | 0 | 0 | 0.6262 | 0 | 0 | 0
6007 | 0 | 0.2216 | 402.2588 | 0 | 0 | 0 | 0 | 0 | 0 | 0 | 0 | 0 | 0 | 0.63052 | 0.40892 | 0 | 0
6008 | 0.8318 | 0 | 402.847 | 0 | 0 | 0 | 0 | 0 | 0 | 0 | 0 | 0 | 0 | 0.64545 | 1.4772 | 0 | 0
6009 | 1.9423 | 0 | 404.2204 | 0 | 0 | 0 | 0 | 0 | 0 | 0 | 0 | 0 | 0 | 0.6501 | 2.5924 | 0 | 0
6010 | 2.8241 | 0 | 406.2174 | 0 | 0 | 0 | 0 | 0 | 0 | 0 | 0 | 0 | 0 | 0.65582 | 3.48 | 0 | 0
6011 | 3.5011 | 0 | 408.693 | 0 | 0 | 0 | 0 | 0 | 0 | 0 | 0 | 0 | 0 | 0.66662 | 4.1677 | 0 | 0
6012 | 3.7114 | 0 | 411.3174 | 0 | 0 | 0 | 0 | 0 | 0 | 0 | 0 | 0 | 0 | 0.68378 | 4.3952 | 0 | 0
6013 | 3.6612 | 0 | 413.9062 | 0 | 0 | 0 | 0 | 0 | 0 | 0 | 0 | 0 | 0 | 0.71343 | 4.3746 | 0 | 0
6014 | 3.3202 | 0 | 416.254 | 0 | 0 | 0 | 0 | 0 | 0 | 0 | 0 | 0 | 0 | 0.75321 | 4.0735 | 0 | 0
6015 | 2.6742 | 0 | 418.1449 | 0 | 0 | 0 | 0 | 0 | 0 | 0 | 0 | 0 | 0 | 0.7993 | 3.4735 | 0 | 0
6016 | 1.769 | 0 | 419.3958 | 0 | 0 | 0 | 0 | 0 | 0 | 0 | 0 | 0 | 0 | 0.83566 | 2.6047 | 0 | 0
6017 | 0.5934 | 0 | 419.8154 | 0 | 0 | 0 | 0 | 0 | 0 | 0 | 0 | 0 | 0 | 0.8658 | 1.4592 | 0 | 0
6018 | 0 | 0.52612 | 419.0714 | 0 | 0 | 0 | 0 | 0 | 0 | 0 | 0 | 0 | 0 | 0.87797 | 0.35185 | 0 | 0
6019 | 0 | 0.8811 | 417.8253 | 0 | 0 | 0 | 0 | 0 | 0 | 0 | 0 | 0 | 0 | 0.8811 | 0 | 0 | 0
6020 | 0 | 0.86757 | 416.5984 | 0 | 0 | 0 | 0 | 0 | 0 | 0 | 0 | 0 | 0 | 0.86757 | 0 | 0 | 0
6021 | 0 | 0.82005 | 415.4387 | 0 | 0 | 0 | 0 | 0 | 0 | 0 | 0 | 0 | 0 | 0.82005 | 0 | 0 | 0
6022 | 0 | 0.75464 | 414.3714 | 0 | 0 | 0 | 0 | 0 | 0 | 0 | 0 | 0 | 0 | 0.75464 | 0 | 0 | 0
6023 | 0 | 0.69651 | 413.3864 | 0 | 0 | 0 | 0 | 0 | 0 | 0 | 0 | 0 | 0 | 0.69651 | 0 | 0 | 0
6024 | 0 | 0.65582 | 412.459 | 0 | 0 | 0 | 0 | 0 | 0 | 0 | 0 | 0 | 0 | 0.65582 | 0 | 0 | 0
6025 | 0 | 0.6358 | 411.5598 | 0 | 0 | 0 | 0 | 0 | 0 | 0 | 0 | 0 | 0 | 0.6358 | 0 | 0 | 0
6026 | 0 | 0.62288 | 410.6789 | 0 | 0 | 0 | 0 | 0 | 0 | 0 | 0 | 0 | 0 | 0.62288 | 0 | 0 | 0
6027 | 0 | 0.61706 | 409.8063 | 0 | 0 | 0 | 0 | 0 | 0 | 0 | 0 | 0 | 0 | 0.61706 | 0 | 0 | 0
6028 | 0 | 0.62304 | 408.9252 | 0 | 0 | 0 | 0 | 0 | 0 | 0 | 0 | 0 | 0 | 0.62304 | 0 | 0 | 0
6029 | 0 | 0.66066 | 407.9908 | 0 | 0 | 0 | 0 | 0 | 0 | 0 | 0 | 0 | 0 | 0.66066 | 0 | 0 | 0
6030 | 0 | 0.7204 | 406.972 | 0 | 0 | 0 | 0 | 0 | 0 | 0 | 0 | 0 | 0 | 0.7204 | 0 | 0 | 0
6031 | 0 | 0.33415 | 406.4995 | 0 | 0 | 0 | 0 | 0 | 0 | 0 | 0 | 0 | 0 | 0.7524 | 0.41825 | 0 | 0
6032 | 0.79473 | 0 | 407.0614 | 0 | 0 | 0 | 0 | 0 | 0 | 0 | 0 | 0 | 0 | 0.76352 | 1.5582 | 0 | 0
6033 | 1.8557 | 0 | 408.3736 | 0 | 0 | 0 | 0 | 0 | 0 | 0 | 0 | 0 | 0 | 0.78183 | 2.6375 | 0 | 0
6034 | 2.6592 | 0 | 410.254 | 0 | 0 | 0 | 0 | 0 | 0 | 0 | 0 | 0 | 0 | 0.77675 | 3.436 | 0 | 0
6035 | 3.1865 | 0 | 412.5072 | 0 | 0 | 0 | 0 | 0 | 0 | 0 | 0 | 0 | 0 | 0.78223 | 3.9688 | 0 | 0
6036 | 3.3594 | 0 | 414.8826 | 0 | 0 | 0 | 0 | 0 | 0 | 0 | 0 | 0 | 0 | 0.79836 | 4.1578 | 0 | 0
6037 | 3.3044 | 0 | 417.2192 | 0 | 0 | 0 | 0 | 0 | 0 | 0 | 0 | 0 | 0 | 0.82962 | 4.1341 | 0 | 0
6038 | 2.9748 | 0 | 419.3227 | 0 | 0 | 0 | 0 | 0 | 0 | 0 | 0 | 0 | 0 | 0.86541 | 3.8402 | 0 | 0
6039 | 2.4427 | 0 | 421.05 | 0 | 0 | 0 | 0 | 0 | 0 | 0 | 0 | 0 | 0 | 0.90481 | 3.3475 | 0 | 0
6040 | 1.5612 | 0 | 422.1539 | 0 | 0 | 0 | 0 | 0 | 0 | 0 | 0 | 0 | 0 | 0.93617 | 2.4973 | 0 | 0
6041 | 0.4341 | 0 | 422.4608 | 0 | 0 | 0 | 0 | 0 | 0 | 0 | 0 | 0 | 0 | 0.95725 | 1.3914 | 0 | 0
6042 | 0 | 0.62036 | 421.5835 | 0 | 0 | 0 | 0 | 0 | 0 | 0 | 0 | 0 | 0 | 0.95066 | 0.3303 | 0 | 0
6043 | 0 | 0.94461 | 420.2476 | 0 | 0 | 0 | 0 | 0 | 0 | 0 | 0 | 0 | 0 | 0.94461 | 0 | 0 | 0
6044 | 0 | 0.92212 | 418.9436 | 0 | 0 | 0 | 0 | 0 | 0 | 0 | 0 | 0 | 0 | 0.92212 | 0 | 0 | 0
6045 | 0 | 0.86598 | 417.7189 | 0 | 0 | 0 | 0 | 0 | 0 | 0 | 0 | 0 | 0 | 0.86598 | 0 | 0 | 0
6046 | 0 | 0.79049 | 416.601 | 0 | 0 | 0 | 0 | 0 | 0 | 0 | 0 | 0 | 0 | 0.79049 | 0 | 0 | 0
6047 | 0 | 0.7298 | 415.5689 | 0 | 0 | 0 | 0 | 0 | 0 | 0 | 0 | 0 | 0 | 0.7298 | 0 | 0 | 0
6048 | 0 | 0.69188 | 414.5904 | 0 | 0 | 0 | 0 | 0 | 0 | 0 | 0 | 0 | 0 | 0.69188 | 0 | 0 | 0
6049 | 0 | 0.66443 | 413.6508 | 0 | 0 | 0 | 0 | 0 | 0 | 0 | 0 | 0 | 0 | 0.66443 | 0 | 0 | 0
6050 | 0 | 0.64488 | 412.7388 | 0 | 0 | 0 | 0 | 0 | 0 | 0 | 0 | 0 | 0 | 0.64488 | 0 | 0 | 0
6051 | 0 | 0.63534 | 411.8402 | 0 | 0 | 0 | 0 | 0 | 0 | 0 | 0 | 0 | 0 | 0.63534 | 0 | 0 | 0
6052 | 0 | 0.64571 | 410.9271 | 0 | 0 | 0 | 0 | 0 | 0 | 0 | 0 | 0 | 0 | 0.64571 | 0 | 0 | 0
6053 | 0 | 0.6809 | 409.9641 | 0 | 0 | 0 | 0 | 0 | 0 | 0 | 0 | 0 | 0 | 0.6809 | 0 | 0 | 0
6054 | 0 | 0.74224 | 408.9144 | 0 | 0 | 0 | 0 | 0 | 0 | 0 | 0 | 0 | 0 | 0.74224 | 0 | 0 | 0
6055 | 0 | 0.35929 | 408.4063 | 0 | 0 | 0 | 0 | 0 | 0 | 0 | 0 | 0 | 0 | 0.76814 | 0.40885 | 0 | 0
6056 | 0.71376 | 0 | 408.911 | 0 | 0 | 0 | 0 | 0 | 0 | 0 | 0 | 0 | 0 | 0.77509 | 1.4889 | 0 | 0
6057 | 1.7755 | 0 | 410.1665 | 0 | 0 | 0 | 0 | 0 | 0 | 0 | 0 | 0 | 0 | 0.78565 | 2.5612 | 0 | 0
6058 | 2.6694 | 0 | 412.0541 | 0 | 0 | 0 | 0 | 0 | 0 | 0 | 0 | 0 | 0 | 0.78719 | 3.4566 | 0 | 0
6059 | 3.225 | 0 | 414.3345 | 0 | 0 | 0 | 0 | 0 | 0 | 0 | 0 | 0 | 0 | 0.77946 | 4.0045 | 0 | 0
6060 | 3.476 | 0 | 416.7924 | 0 | 0 | 0 | 0 | 0 | 0 | 0 | 0 | 0 | 0 | 0.77675 | 4.2527 | 0 | 0
6061 | 3.4375 | 0 | 419.2231 | 0 | 0 | 0 | 0 | 0 | 0 | 0 | 0 | 0 | 0 | 0.79448 | 4.232 | 0 | 0
6062 | 3.1277 | 0 | 421.4347 | 0 | 0 | 0 | 0 | 0 | 0 | 0 | 0 | 0 | 0 | 0.81673 | 3.9444 | 0 | 0
6063 | 2.4799 | 0 | 423.1882 | 0 | 0 | 0 | 0 | 0 | 0 | 0 | 0 | 0 | 0 | 0.85106 | 3.331 | 0 | 0
6064 | 1.3789 | 0 | 424.1632 | 0 | 0 | 0 | 0 | 0 | 0 | 0 | 0 | 0 | 0 | 0.87059 | 2.2494 | 0 | 0
6065 | 0.2971 | 0 | 424.3733 | 0 | 0 | 0 | 0 | 0 | 0 | 0 | 0 | 0 | 0 | 0.88675 | 1.1839 | 0 | 0
6066 | 0 | 0.56849 | 423.5694 | 0 | 0 | 0 | 0 | 0 | 0 | 0 | 0 | 0 | 0 | 0.88234 | 0.31385 | 0 | 0
6067 | 0 | 0.90117 | 422.2949 | 0 | 0 | 0 | 0 | 0 | 0 | 0 | 0 | 0 | 0 | 0.90117 | 0 | 0 | 0
6068 | 0 | 0.88549 | 421.0426 | 0 | 0 | 0 | 0 | 0 | 0 | 0 | 0 | 0 | 0 | 0.88549 | 0 | 0 | 0
6069 | 0 | 0.83576 | 419.8607 | 0 | 0 | 0 | 0 | 0 | 0 | 0 | 0 | 0 | 0 | 0.83576 | 0 | 0 | 0
6070 | 0 | 0.76966 | 418.7722 | 0 | 0 | 0 | 0 | 0 | 0 | 0 | 0 | 0 | 0 | 0.76966 | 0 | 0 | 0
6071 | 0 | 0.71305 | 417.7638 | 0 | 0 | 0 | 0 | 0 | 0 | 0 | 0 | 0 | 0 | 0.71305 | 0 | 0 | 0
6072 | 0 | 0.67036 | 416.8158 | 0 | 0 | 0 | 0 | 0 | 0 | 0 | 0 | 0 | 0 | 0.67036 | 0 | 0 | 0
6073 | 0 | 0.64505 | 415.9036 | 0 | 0 | 0 | 0 | 0 | 0 | 0 | 0 | 0 | 0 | 0.64505 | 0 | 0 | 0
6074 | 0 | 0.62601 | 415.0183 | 0 | 0 | 0 | 0 | 0 | 0 | 0 | 0 | 0 | 0 | 0.62601 | 0 | 0 | 0
6075 | 0 | 0.61646 | 414.1465 | 0 | 0 | 0 | 0 | 0 | 0 | 0 | 0 | 0 | 0 | 0.61646 | 0 | 0 | 0
6076 | 0 | 0.62654 | 413.2604 | 0 | 0 | 0 | 0 | 0 | 0 | 0 | 0 | 0 | 0 | 0.62654 | 0 | 0 | 0
6077 | 0 | 0.66202 | 412.3242 | 0 | 0 | 0 | 0 | 0 | 0 | 0 | 0 | 0 | 0 | 0.66202 | 0 | 0 | 0
6078 | 0 | 0.72058 | 411.3051 | 0 | 0 | 0 | 0 | 0 | 0 | 0 | 0 | 0 | 0 | 0.72058 | 0 | 0 | 0
6079 | 0 | 0.3387 | 410.8261 | 0 | 0 | 0 | 0 | 0 | 0 | 0 | 0 | 0 | 0 | 0.75043 | 0.41173 | 0 | 0
6080 | 0.78376 | 0 | 411.3803 | 0 | 0 | 0 | 0 | 0 | 0 | 0 | 0 | 0 | 0 | 0.76939 | 1.5532 | 0 | 0
6081 | 1.9313 | 0 | 412.746 | 0 | 0 | 0 | 0 | 0 | 0 | 0 | 0 | 0 | 0 | 0.76712 | 2.6984 | 0 | 0
6082 | 2.8073 | 0 | 414.731 | 0 | 0 | 0 | 0 | 0 | 0 | 0 | 0 | 0 | 0 | 0.77135 | 3.5786 | 0 | 0
6083 | 3.441 | 0 | 417.1642 | 0 | 0 | 0 | 0 | 0 | 0 | 0 | 0 | 0 | 0 | 0.77912 | 4.2202 | 0 | 0
6084 | 3.6773 | 0 | 419.7644 | 0 | 0 | 0 | 0 | 0 | 0 | 0 | 0 | 0 | 0 | 0.79099 | 4.4683 | 0 | 0
6085 | 3.6288 | 0 | 422.3304 | 0 | 0 | 0 | 0 | 0 | 0 | 0 | 0 | 0 | 0 | 0.81842 | 4.4473 | 0 | 0
6086 | 3.1495 | 0 | 424.5574 | 0 | 0 | 0 | 0 | 0 | 0 | 0 | 0 | 0 | 0 | 0.84768 | 3.9971 | 0 | 0
6087 | 2.4822 | 0 | 426.3126 | 0 | 0 | 0 | 0 | 0 | 0 | 0 | 0 | 0 | 0 | 0.89034 | 3.3725 | 0 | 0
6088 | 1.5286 | 0 | 427.3934 | 0 | 0 | 0 | 0 | 0 | 0 | 0 | 0 | 0 | 0 | 0.92732 | 2.4559 | 0 | 0
6089 | 0.38053 | 0 | 427.6625 | 0 | 0 | 0 | 0 | 0 | 0 | 0 | 0 | 0 | 0 | 0.94982 | 1.3303 | 0 | 0
6090 | 0 | 0.65131 | 426.7414 | 0 | 0 | 0 | 0 | 0 | 0 | 0 | 0 | 0 | 0 | 0.94736 | 0.29605 | 0 | 0
6091 | 0 | 0.94669 | 425.4026 | 0 | 0 | 0 | 0 | 0 | 0 | 0 | 0 | 0 | 0 | 0.94669 | 0 | 0 | 0
6092 | 0 | 0.92756 | 424.0908 | 0 | 0 | 0 | 0 | 0 | 0 | 0 | 0 | 0 | 0 | 0.92756 | 0 | 0 | 0
6093 | 0 | 0.87042 | 422.8599 | 0 | 0 | 0 | 0 | 0 | 0 | 0 | 0 | 0 | 0 | 0.87042 | 0 | 0 | 0
6094 | 0 | 0.79581 | 421.7344 | 0 | 0 | 0 | 0 | 0 | 0 | 0 | 0 | 0 | 0 | 0.79581 | 0 | 0 | 0
6095 | 0 | 0.73623 | 420.6932 | 0 | 0 | 0 | 0 | 0 | 0 | 0 | 0 | 0 | 0 | 0.73623 | 0 | 0 | 0
6096 | 0 | 0.69106 | 419.7159 | 0 | 0 | 0 | 0 | 0 | 0 | 0 | 0 | 0 | 0 | 0.69106 | 0 | 0 | 0
6097 | 0 | 0.65885 | 418.7842 | 0 | 0 | 0 | 0 | 0 | 0 | 0 | 0 | 0 | 0 | 0.65885 | 0 | 0 | 0
6098 | 0 | 0.63636 | 417.8842 | 0 | 0 | 0 | 0 | 0 | 0 | 0 | 0 | 0 | 0 | 0.63636 | 0 | 0 | 0
6099 | 0 | 0.62545 | 416.9997 | 0 | 0 | 0 | 0 | 0 | 0 | 0 | 0 | 0 | 0 | 0.62545 | 0 | 0 | 0
6100 | 0 | 0.63268 | 416.105 | 0 | 0 | 0 | 0 | 0 | 0 | 0 | 0 | 0 | 0 | 0.63268 | 0 | 0 | 0
6101 | 0 | 0.66452 | 415.1652 | 0 | 0 | 0 | 0 | 0 | 0 | 0 | 0 | 0 | 0 | 0.66452 | 0 | 0 | 0
6102 | 0 | 0.72297 | 414.1427 | 0 | 0 | 0 | 0 | 0 | 0 | 0 | 0 | 0 | 0 | 0.72297 | 0 | 0 | 0
6103 | 0 | 0.38949 | 413.5919 | 0 | 0 | 0 | 0 | 0 | 0 | 0 | 0 | 0 | 0 | 0.75177 | 0.36228 | 0 | 0
6104 | 0.61679 | 0 | 414.0281 | 0 | 0 | 0 | 0 | 0 | 0 | 0 | 0 | 0 | 0 | 0.77591 | 1.3927 | 0 | 0
6105 | 1.7258 | 0 | 415.2484 | 0 | 0 | 0 | 0 | 0 | 0 | 0 | 0 | 0 | 0 | 0.78716 | 2.513 | 0 | 0
6106 | 2.6352 | 0 | 417.1118 | 0 | 0 | 0 | 0 | 0 | 0 | 0 | 0 | 0 | 0 | 0.80521 | 3.4404 | 0 | 0
6107 | 3.5039 | 0 | 419.5894 | 0 | 0 | 0 | 0 | 0 | 0 | 0 | 0 | 0 | 0 | 0.82968 | 4.3335 | 0 | 0
6108 | 3.7497 | 0 | 422.2408 | 0 | 0 | 0 | 0 | 0 | 0 | 0 | 0 | 0 | 0 | 0.86795 | 4.6177 | 0 | 0
6109 | 3.6063 | 0 | 424.7909 | 0 | 0 | 0 | 0 | 0 | 0 | 0 | 0 | 0 | 0 | 0.9267 | 4.5331 | 0 | 0
6110 | 3.184 | 0 | 427.0423 | 0 | 0 | 0 | 0 | 0 | 0 | 0 | 0 | 0 | 0 | 0.98601 | 4.17 | 0 | 0
6111 | 2.4227 | 0 | 428.7555 | 0 | 0 | 0 | 0 | 0 | 0 | 0 | 0 | 0 | 0 | 1.043 | 3.4657 | 0 | 0
6112 | 1.3505 | 0 | 429.7104 | 0 | 0 | 0 | 0 | 0 | 0 | 0 | 0 | 0 | 0 | 1.0897 | 2.4402 | 0 | 0
6113 | 0 | 0 | 429.7104 | 0 | 0 | 0 | 0 | 0 | 0 | 0 | 0 | 0 | 0 | 1.1109 | 1.239 | 0 | 0.12812
6114 | 0 | 0.86547 | 428.4864 | 0 | 0 | 0 | 0 | 0 | 0 | 0 | 0 | 0 | 0 | 1.0894 | 0.2239 | 0 | 0
6115 | 0 | 1.0645 | 426.981 | 0 | 0 | 0 | 0 | 0 | 0 | 0 | 0 | 0 | 0 | 1.0645 | 0 | 0 | 0
6116 | 0 | 1.0217 | 425.5361 | 0 | 0 | 0 | 0 | 0 | 0 | 0 | 0 | 0 | 0 | 1.0217 | 0 | 0 | 0
6117 | 0 | 0.94688 | 424.197 | 0 | 0 | 0 | 0 | 0 | 0 | 0 | 0 | 0 | 0 | 0.94688 | 0 | 0 | 0
6118 | 0 | 0.85869 | 422.9826 | 0 | 0 | 0 | 0 | 0 | 0 | 0 | 0 | 0 | 0 | 0.85869 | 0 | 0 | 0
6119 | 0 | 0.78439 | 421.8733 | 0 | 0 | 0 | 0 | 0 | 0 | 0 | 0 | 0 | 0 | 0.78439 | 0 | 0 | 0
6120 | 0 | 0.73284 | 420.8369 | 0 | 0 | 0 | 0 | 0 | 0 | 0 | 0 | 0 | 0 | 0.73284 | 0 | 0 | 0
6121 | 0 | 0.69387 | 419.8556 | 0 | 0 | 0 | 0 | 0 | 0 | 0 | 0 | 0 | 0 | 0.69387 | 0 | 0 | 0
6122 | 0 | 0.66718 | 418.9121 | 0 | 0 | 0 | 0 | 0 | 0 | 0 | 0 | 0 | 0 | 0.66718 | 0 | 0 | 0
6123 | 0 | 0.65133 | 417.991 | 0 | 0 | 0 | 0 | 0 | 0 | 0 | 0 | 0 | 0 | 0.65133 | 0 | 0 | 0
6124 | 0 | 0.65735 | 417.0614 | 0 | 0 | 0 | 0 | 0 | 0 | 0 | 0 | 0 | 0 | 0.65735 | 0 | 0 | 0
6125 | 0 | 0.6898 | 416.0858 | 0 | 0 | 0 | 0 | 0 | 0 | 0 | 0 | 0 | 0 | 0.6898 | 0 | 0 | 0
6126 | 0 | 0.74528 | 415.0319 | 0 | 0 | 0 | 0 | 0 | 0 | 0 | 0 | 0 | 0 | 0.74528 | 0 | 0 | 0
6127 | 0 | 0.41178 | 414.4495 | 0 | 0 | 0 | 0 | 0 | 0 | 0 | 0 | 0 | 0 | 0.77445 | 0.36268 | 0 | 0
6128 | 0.6582 | 0 | 414.9149 | 0 | 0 | 0 | 0 | 0 | 0 | 0 | 0 | 0 | 0 | 0.8017 | 1.4599 | 0 | 0
6129 | 1.7994 | 0 | 416.1873 | 0 | 0 | 0 | 0 | 0 | 0 | 0 | 0 | 0 | 0 | 0.83103 | 2.6305 | 0 | 0
6130 | 2.7946 | 0 | 418.1634 | 0 | 0 | 0 | 0 | 0 | 0 | 0 | 0 | 0 | 0 | 0.8657 | 3.6603 | 0 | 0
6131 | 3.7439 | 0 | 420.8108 | 0 | 0 | 0 | 0 | 0 | 0 | 0 | 0 | 0 | 0 | 0.90613 | 4.6501 | 0 | 0
6132 | 4.0165 | 0 | 423.6509 | 0 | 0 | 0 | 0 | 0 | 0 | 0 | 0 | 0 | 0 | 0.96021 | 4.9768 | 0 | 0
6133 | 3.9099 | 0 | 426.4156 | 0 | 0 | 0 | 0 | 0 | 0 | 0 | 0 | 0 | 0 | 1.0299 | 4.9398 | 0 | 0
6134 | 3.4635 | 0 | 428.8647 | 0 | 0 | 0 | 0 | 0 | 0 | 0 | 0 | 0 | 0 | 1.0952 | 4.5587 | 0 | 0
6135 | 2.6463 | 0 | 430.7359 | 0 | 0 | 0 | 0 | 0 | 0 | 0 | 0 | 0 | 0 | 1.1636 | 3.81 | 0 | 0
6136 | 1.5817 | 0 | 431.8543 | 0 | 0 | 0 | 0 | 0 | 0 | 0 | 0 | 0 | 0 | 1.1956 | 2.7773 | 0 | 0
6137 | 0.28121 | 0 | 432.0532 | 0 | 0 | 0 | 0 | 0 | 0 | 0 | 0 | 0 | 0 | 1.1948 | 1.476 | 0 | 0
6138 | 0 | 0.84727 | 430.855 | 0 | 0 | 0 | 0 | 0 | 0 | 0 | 0 | 0 | 0 | 1.1511 | 0.30383 | 0 | 0
6139 | 0 | 1.1153 | 429.2777 | 0 | 0 | 0 | 0 | 0 | 0 | 0 | 0 | 0 | 0 | 1.1153 | 0 | 0 | 0
6140 | 0 | 1.0609 | 427.7774 | 0 | 0 | 0 | 0 | 0 | 0 | 0 | 0 | 0 | 0 | 1.0609 | 0 | 0 | 0
6141 | 0 | 0.98802 | 426.3801 | 0 | 0 | 0 | 0 | 0 | 0 | 0 | 0 | 0 | 0 | 0.98802 | 0 | 0 | 0
6142 | 0 | 0.90576 | 425.0992 | 0 | 0 | 0 | 0 | 0 | 0 | 0 | 0 | 0 | 0 | 0.90576 | 0 | 0 | 0
6143 | 0 | 0.83144 | 423.9233 | 0 | 0 | 0 | 0 | 0 | 0 | 0 | 0 | 0 | 0 | 0.83144 | 0 | 0 | 0
6144 | 0 | 0.7639 | 422.843 | 0 | 0 | 0 | 0 | 0 | 0 | 0 | 0 | 0 | 0 | 0.7639 | 0 | 0 | 0
6145 | 0 | 0.71745 | 421.8284 | 0 | 0 | 0 | 0 | 0 | 0 | 0 | 0 | 0 | 0 | 0.71745 | 0 | 0 | 0
6146 | 0 | 0.68397 | 420.8611 | 0 | 0 | 0 | 0 | 0 | 0 | 0 | 0 | 0 | 0 | 0.68397 | 0 | 0 | 0
6147 | 0 | 0.65857 | 419.9298 | 0 | 0 | 0 | 0 | 0 | 0 | 0 | 0 | 0 | 0 | 0.65857 | 0 | 0 | 0
6148 | 0 | 0.64753 | 419.014 | 0 | 0 | 0 | 0 | 0 | 0 | 0 | 0 | 0 | 0 | 0.64753 | 0 | 0 | 0
6149 | 0 | 0.65442 | 418.0885 | 0 | 0 | 0 | 0 | 0 | 0 | 0 | 0 | 0 | 0 | 0.65442 | 0 | 0 | 0
6150 | 0 | 0.66774 | 417.1442 | 0 | 0 | 0 | 0 | 0 | 0 | 0 | 0 | 0 | 0 | 0.66774 | 0 | 0 | 0
6151 | 0 | 0.26934 | 416.7633 | 0 | 0 | 0 | 0 | 0 | 0 | 0 | 0 | 0 | 0 | 0.68427 | 0.41492 | 0 | 0
6152 | 0.85585 | 0 | 417.3685 | 0 | 0 | 0 | 0 | 0 | 0 | 0 | 0 | 0 | 0 | 0.7235 | 1.5794 | 0 | 0
6153 | 1.9977 | 0 | 418.781 | 0 | 0 | 0 | 0 | 0 | 0 | 0 | 0 | 0 | 0 | 0.75638 | 2.754 | 0 | 0
6154 | 2.8636 | 0 | 420.8059 | 0 | 0 | 0 | 0 | 0 | 0 | 0 | 0 | 0 | 0 | 0.7884 | 3.6521 | 0 | 0
6155 | 3.4835 | 0 | 423.2692 | 0 | 0 | 0 | 0 | 0 | 0 | 0 | 0 | 0 | 0 | 0.82883 | 4.3124 | 0 | 0
6156 | 3.6815 | 0 | 425.8724 | 0 | 0 | 0 | 0 | 0 | 0 | 0 | 0 | 0 | 0 | 0.89218 | 4.5736 | 0 | 0
6157 | 3.5647 | 0 | 428.393 | 0 | 0 | 0 | 0 | 0 | 0 | 0 | 0 | 0 | 0 | 0.96072 | 4.5255 | 0 | 0
6158 | 3.1218 | 0 | 430.6005 | 0 | 0 | 0 | 0 | 0 | 0 | 0 | 0 | 0 | 0 | 1.0206 | 4.1425 | 0 | 0
6159 | 2.4278 | 0 | 432.3172 | 0 | 0 | 0 | 0 | 0 | 0 | 0 | 0 | 0 | 0 | 1.0813 | 3.509 | 0 | 0
6160 | 1.4695 | 0 | 433.3563 | 0 | 0 | 0 | 0 | 0 | 0 | 0 | 0 | 0 | 0 | 1.1129 | 2.5825 | 0 | 0
6161 | 0.28457 | 0 | 433.5575 | 0 | 0 | 0 | 0 | 0 | 0 | 0 | 0 | 0 | 0 | 1.1203 | 1.4048 | 0 | 0
6162 | 0 | 0.8051 | 432.4189 | 0 | 0 | 0 | 0 | 0 | 0 | 0 | 0 | 0 | 0 | 1.0901 | 0.28502 | 0 | 0
6163 | 0 | 1.054 | 430.9283 | 0 | 0 | 0 | 0 | 0 | 0 | 0 | 0 | 0 | 0 | 1.054 | 0 | 0 | 0
6164 | 0 | 0.99876 | 429.5158 | 0 | 0 | 0 | 0 | 0 | 0 | 0 | 0 | 0 | 0 | 0.99876 | 0 | 0 | 0
6165 | 0 | 0.93293 | 428.1965 | 0 | 0 | 0 | 0 | 0 | 0 | 0 | 0 | 0 | 0 | 0.93293 | 0 | 0 | 0
6166 | 0 | 0.86016 | 426.98 | 0 | 0 | 0 | 0 | 0 | 0 | 0 | 0 | 0 | 0 | 0.86016 | 0 | 0 | 0
6167 | 0 | 0.79574 | 425.8547 | 0 | 0 | 0 | 0 | 0 | 0 | 0 | 0 | 0 | 0 | 0.79574 | 0 | 0 | 0
6168 | 0 | 0.73711 | 424.8123 | 0 | 0 | 0 | 0 | 0 | 0 | 0 | 0 | 0 | 0 | 0.73711 | 0 | 0 | 0
6169 | 0 | 0.69157 | 423.8342 | 0 | 0 | 0 | 0 | 0 | 0 | 0 | 0 | 0 | 0 | 0.69157 | 0 | 0 | 0
6170 | 0 | 0.66151 | 422.8987 | 0 | 0 | 0 | 0 | 0 | 0 | 0 | 0 | 0 | 0 | 0.66151 | 0 | 0 | 0
6171 | 0 | 0.63777 | 421.9968 | 0 | 0 | 0 | 0 | 0 | 0 | 0 | 0 | 0 | 0 | 0.63777 | 0 | 0 | 0
6172 | 0 | 0.62939 | 421.1067 | 0 | 0 | 0 | 0 | 0 | 0 | 0 | 0 | 0 | 0 | 0.62939 | 0 | 0 | 0
6173 | 0 | 0.63126 | 420.214 | 0 | 0 | 0 | 0 | 0 | 0 | 0 | 0 | 0 | 0 | 0.63126 | 0 | 0 | 0
6174 | 0 | 0.63699 | 419.3131 | 0 | 0 | 0 | 0 | 0 | 0 | 0 | 0 | 0 | 0 | 0.63699 | 0 | 0 | 0
6175 | 0 | 0.21605 | 419.0076 | 0 | 0 | 0 | 0 | 0 | 0 | 0 | 0 | 0 | 0 | 0.64558 | 0.42952 | 0 | 0
6176 | 0.99954 | 0 | 419.7143 | 0 | 0 | 0 | 0 | 0 | 0 | 0 | 0 | 0 | 0 | 0.66741 | 1.6669 | 0 | 0
6177 | 2.171 | 0 | 421.2495 | 0 | 0 | 0 | 0 | 0 | 0 | 0 | 0 | 0 | 0 | 0.6925 | 2.8636 | 0 | 0
6178 | 3.0156 | 0 | 423.3819 | 0 | 0 | 0 | 0 | 0 | 0 | 0 | 0 | 0 | 0 | 0.70847 | 3.7241 | 0 | 0
6179 | 3.5383 | 0 | 425.8838 | 0 | 0 | 0 | 0 | 0 | 0 | 0 | 0 | 0 | 0 | 0.73474 | 4.273 | 0 | 0
6180 | 3.7445 | 0 | 428.5316 | 0 | 0 | 0 | 0 | 0 | 0 | 0 | 0 | 0 | 0 | 0.78274 | 4.5273 | 0 | 0
6181 | 3.6555 | 0 | 431.1164 | 0 | 0 | 0 | 0 | 0 | 0 | 0 | 0 | 0 | 0 | 0.8361 | 4.4916 | 0 | 0
6182 | 3.2808 | 0 | 433.4363 | 0 | 0 | 0 | 0 | 0 | 0 | 0 | 0 | 0 | 0 | 0.87799 | 4.1588 | 0 | 0
6183 | 2.6304 | 0 | 435.2962 | 0 | 0 | 0 | 0 | 0 | 0 | 0 | 0 | 0 | 0 | 0.90558 | 3.536 | 0 | 0
6184 | 1.6906 | 0 | 436.4917 | 0 | 0 | 0 | 0 | 0 | 0 | 0 | 0 | 0 | 0 | 0.92671 | 2.6174 | 0 | 0
6185 | 0.47657 | 0 | 436.8287 | 0 | 0 | 0 | 0 | 0 | 0 | 0 | 0 | 0 | 0 | 0.94623 | 1.4228 | 0 | 0
6186 | 0 | 0.66363 | 435.8902 | 0 | 0 | 0 | 0 | 0 | 0 | 0 | 0 | 0 | 0 | 0.93988 | 0.27625 | 0 | 0
6187 | 0 | 0.94115 | 434.5592 | 0 | 0 | 0 | 0 | 0 | 0 | 0 | 0 | 0 | 0 | 0.94115 | 0 | 0 | 0
6188 | 0 | 0.90817 | 433.2748 | 0 | 0 | 0 | 0 | 0 | 0 | 0 | 0 | 0 | 0 | 0.90817 | 0 | 0 | 0
6189 | 0 | 0.85369 | 432.0675 | 0 | 0 | 0 | 0 | 0 | 0 | 0 | 0 | 0 | 0 | 0.85369 | 0 | 0 | 0
6190 | 0 | 0.78352 | 430.9595 | 0 | 0 | 0 | 0 | 0 | 0 | 0 | 0 | 0 | 0 | 0.78352 | 0 | 0 | 0
6191 | 0 | 0.72221 | 429.9381 | 0 | 0 | 0 | 0 | 0 | 0 | 0 | 0 | 0 | 0 | 0.72221 | 0 | 0 | 0
6192 | 0 | 0.68213 | 428.9734 | 0 | 0 | 0 | 0 | 0 | 0 | 0 | 0 | 0 | 0 | 0.68213 | 0 | 0 | 0
6193 | 0 | 0.65312 | 428.0498 | 0 | 0 | 0 | 0 | 0 | 0 | 0 | 0 | 0 | 0 | 0.65312 | 0 | 0 | 0
6194 | 0 | 0.6339 | 427.1533 | 0 | 0 | 0 | 0 | 0 | 0 | 0 | 0 | 0 | 0 | 0.6339 | 0 | 0 | 0
6195 | 0 | 0.62859 | 426.2644 | 0 | 0 | 0 | 0 | 0 | 0 | 0 | 0 | 0 | 0 | 0.62859 | 0 | 0 | 0
6196 | 0 | 0.63889 | 425.3608 | 0 | 0 | 0 | 0 | 0 | 0 | 0 | 0 | 0 | 0 | 0.63889 | 0 | 0 | 0
6197 | 0 | 0.68089 | 424.3979 | 0 | 0 | 0 | 0 | 0 | 0 | 0 | 0 | 0 | 0 | 0.68089 | 0 | 0 | 0
6198 | 0 | 0.74571 | 423.3433 | 0 | 0 | 0 | 0 | 0 | 0 | 0 | 0 | 0 | 0 | 0.74571 | 0 | 0 | 0
6199 | 0 | 0.35347 | 422.8434 | 0 | 0 | 0 | 0 | 0 | 0 | 0 | 0 | 0 | 0 | 0.77769 | 0.42423 | 0 | 0
6200 | 0.86696 | 0 | 423.4565 | 0 | 0 | 0 | 0 | 0 | 0 | 0 | 0 | 0 | 0 | 0.79424 | 1.6612 | 0 | 0
6201 | 2.0137 | 0 | 424.8804 | 0 | 0 | 0 | 0 | 0 | 0 | 0 | 0 | 0 | 0 | 0.81067 | 2.8244 | 0 | 0
6202 | 2.8044 | 0 | 426.8634 | 0 | 0 | 0 | 0 | 0 | 0 | 0 | 0 | 0 | 0 | 0.81014 | 3.6145 | 0 | 0
6203 | 3.292 | 0 | 429.1912 | 0 | 0 | 0 | 0 | 0 | 0 | 0 | 0 | 0 | 0 | 0.81882 | 4.1109 | 0 | 0
6204 | 3.5175 | 0 | 431.6784 | 0 | 0 | 0 | 0 | 0 | 0 | 0 | 0 | 0 | 0 | 0.83305 | 4.3505 | 0 | 0
6205 | 3.4771 | 0 | 434.1371 | 0 | 0 | 0 | 0 | 0 | 0 | 0 | 0 | 0 | 0 | 0.85607 | 4.3332 | 0 | 0
6206 | 3.1171 | 0 | 436.3413 | 0 | 0 | 0 | 0 | 0 | 0 | 0 | 0 | 0 | 0 | 0.89347 | 4.0106 | 0 | 0
6207 | 2.4909 | 0 | 438.1026 | 0 | 0 | 0 | 0 | 0 | 0 | 0 | 0 | 0 | 0 | 0.91669 | 3.4076 | 0 | 0
6208 | 1.6022 | 0 | 439.2355 | 0 | 0 | 0 | 0 | 0 | 0 | 0 | 0 | 0 | 0 | 0.92652 | 2.5288 | 0 | 0
6209 | 0.42763 | 0 | 439.5379 | 0 | 0 | 0 | 0 | 0 | 0 | 0 | 0 | 0 | 0 | 0.93262 | 1.3602 | 0 | 0
6210 | 0 | 0.66299 | 438.6003 | 0 | 0 | 0 | 0 | 0 | 0 | 0 | 0 | 0 | 0 | 0.91939 | 0.2564 | 0 | 0
6211 | 0 | 0.92457 | 437.2928 | 0 | 0 | 0 | 0 | 0 | 0 | 0 | 0 | 0 | 0 | 0.92457 | 0 | 0 | 0
6212 | 0 | 0.89585 | 436.0258 | 0 | 0 | 0 | 0 | 0 | 0 | 0 | 0 | 0 | 0 | 0.89585 | 0 | 0 | 0
6213 | 0 | 0.83927 | 434.8389 | 0 | 0 | 0 | 0 | 0 | 0 | 0 | 0 | 0 | 0 | 0.83927 | 0 | 0 | 0
6214 | 0 | 0.7723 | 433.7467 | 0 | 0 | 0 | 0 | 0 | 0 | 0 | 0 | 0 | 0 | 0.7723 | 0 | 0 | 0
6215 | 0 | 0.71576 | 432.7345 | 0 | 0 | 0 | 0 | 0 | 0 | 0 | 0 | 0 | 0 | 0.71576 | 0 | 0 | 0
6216 | 0 | 0.67924 | 431.7739 | 0 | 0 | 0 | 0 | 0 | 0 | 0 | 0 | 0 | 0 | 0.67924 | 0 | 0 | 0
6217 | 0 | 0.65437 | 430.8485 | 0 | 0 | 0 | 0 | 0 | 0 | 0 | 0 | 0 | 0 | 0.65437 | 0 | 0 | 0
6218 | 0 | 0.63556 | 429.9497 | 0 | 0 | 0 | 0 | 0 | 0 | 0 | 0 | 0 | 0 | 0.63556 | 0 | 0 | 0
6219 | 0 | 0.62567 | 429.0648 | 0 | 0 | 0 | 0 | 0 | 0 | 0 | 0 | 0 | 0 | 0.62567 | 0 | 0 | 0
6220 | 0 | 0.62607 | 428.1794 | 0 | 0 | 0 | 0 | 0 | 0 | 0 | 0 | 0 | 0 | 0.62607 | 0 | 0 | 0
6221 | 0 | 0.65653 | 427.251 | 0 | 0 | 0 | 0 | 0 | 0 | 0 | 0 | 0 | 0 | 0.65653 | 0 | 0 | 0
6222 | 0 | 0.71579 | 426.2387 | 0 | 0 | 0 | 0 | 0 | 0 | 0 | 0 | 0 | 0 | 0.71579 | 0 | 0 | 0
6223 | 0 | 0.33627 | 425.7631 | 0 | 0 | 0 | 0 | 0 | 0 | 0 | 0 | 0 | 0 | 0.745 | 0.40873 | 0 | 0
6224 | 0.85443 | 0 | 426.3673 | 0 | 0 | 0 | 0 | 0 | 0 | 0 | 0 | 0 | 0 | 0.75612 | 1.6105 | 0 | 0
6225 | 2.0015 | 0 | 427.7825 | 0 | 0 | 0 | 0 | 0 | 0 | 0 | 0 | 0 | 0 | 0.76409 | 2.7656 | 0 | 0
6226 | 2.8281 | 0 | 429.7823 | 0 | 0 | 0 | 0 | 0 | 0 | 0 | 0 | 0 | 0 | 0.76683 | 3.5949 | 0 | 0
6227 | 3.3242 | 0 | 432.1329 | 0 | 0 | 0 | 0 | 0 | 0 | 0 | 0 | 0 | 0 | 0.77377 | 4.098 | 0 | 0
6228 | 3.513 | 0 | 434.617 | 0 | 0 | 0 | 0 | 0 | 0 | 0 | 0 | 0 | 0 | 0.78824 | 4.3012 | 0 | 0
6229 | 3.4581 | 0 | 437.0622 | 0 | 0 | 0 | 0 | 0 | 0 | 0 | 0 | 0 | 0 | 0.81745 | 4.2755 | 0 | 0
6230 | 3.1198 | 0 | 439.2682 | 0 | 0 | 0 | 0 | 0 | 0 | 0 | 0 | 0 | 0 | 0.85174 | 3.9715 | 0 | 0
6231 | 2.4826 | 0 | 441.0237 | 0 | 0 | 0 | 0 | 0 | 0 | 0 | 0 | 0 | 0 | 0.87935 | 3.362 | 0 | 0
6232 | 1.572 | 0 | 442.1353 | 0 | 0 | 0 | 0 | 0 | 0 | 0 | 0 | 0 | 0 | 0.90344 | 2.4754 | 0 | 0
6233 | 0 | 0 | 442.1353 | 0 | 0 | 0 | 0 | 0 | 0 | 0 | 0 | 0 | 0 | 0.92199 | 1.3195 | 0 | 0.39751
6234 | 0 | 0.68328 | 441.169 | 0 | 0 | 0 | 0 | 0 | 0 | 0 | 0 | 0 | 0 | 0.92178 | 0.2385 | 0 | 0
6235 | 0 | 0.92581 | 439.8597 | 0 | 0 | 0 | 0 | 0 | 0 | 0 | 0 | 0 | 0 | 0.92581 | 0 | 0 | 0
6236 | 0 | 0.89803 | 438.5897 | 0 | 0 | 0 | 0 | 0 | 0 | 0 | 0 | 0 | 0 | 0.89803 | 0 | 0 | 0
6237 | 0 | 0.8451 | 437.3945 | 0 | 0 | 0 | 0 | 0 | 0 | 0 | 0 | 0 | 0 | 0.8451 | 0 | 0 | 0
6238 | 0 | 0.77943 | 436.2923 | 0 | 0 | 0 | 0 | 0 | 0 | 0 | 0 | 0 | 0 | 0.77943 | 0 | 0 | 0
6239 | 0 | 0.71827 | 435.2765 | 0 | 0 | 0 | 0 | 0 | 0 | 0 | 0 | 0 | 0 | 0.71827 | 0 | 0 | 0
6240 | 0 | 0.67215 | 434.3259 | 0 | 0 | 0 | 0 | 0 | 0 | 0 | 0 | 0 | 0 | 0.67215 | 0 | 0 | 0
6241 | 0 | 0.64589 | 433.4125 | 0 | 0 | 0 | 0 | 0 | 0 | 0 | 0 | 0 | 0 | 0.64589 | 0 | 0 | 0
6242 | 0 | 0.62712 | 432.5256 | 0 | 0 | 0 | 0 | 0 | 0 | 0 | 0 | 0 | 0 | 0.62712 | 0 | 0 | 0
6243 | 0 | 0.61699 | 431.6531 | 0 | 0 | 0 | 0 | 0 | 0 | 0 | 0 | 0 | 0 | 0.61699 | 0 | 0 | 0
6244 | 0 | 0.62841 | 430.7643 | 0 | 0 | 0 | 0 | 0 | 0 | 0 | 0 | 0 | 0 | 0.62841 | 0 | 0 | 0
6245 | 0 | 0.66219 | 429.8279 | 0 | 0 | 0 | 0 | 0 | 0 | 0 | 0 | 0 | 0 | 0.66219 | 0 | 0 | 0
6246 | 0 | 0.72239 | 428.8063 | 0 | 0 | 0 | 0 | 0 | 0 | 0 | 0 | 0 | 0 | 0.72239 | 0 | 0 | 0
6247 | 0 | 0.36135 | 428.2952 | 0 | 0 | 0 | 0 | 0 | 0 | 0 | 0 | 0 | 0 | 0.74975 | 0.3884 | 0 | 0
6248 | 0 | 0 | 428.2952 | 0 | 0 | 0 | 0 | 0 | 0 | 0 | 0 | 0 | 0 | 0.7665 | 1.5529 | 0 | 0.7864
6249 | 1.8947 | 0 | 429.635 | 0 | 0 | 0 | 0 | 0 | 0 | 0 | 0 | 0 | 0 | 0.77305 | 2.6677 | 0 | 0
6250 | 2.6379 | 0 | 431.5003 | 0 | 0 | 0 | 0 | 0 | 0 | 0 | 0 | 0 | 0 | 0.78613 | 3.424 | 0 | 0
6251 | 3.18 | 0 | 433.7489 | 0 | 0 | 0 | 0 | 0 | 0 | 0 | 0 | 0 | 0 | 0.79225 | 3.9722 | 0 | 0
6252 | 3.3935 | 0 | 436.1484 | 0 | 0 | 0 | 0 | 0 | 0 | 0 | 0 | 0 | 0 | 0.7994 | 4.1928 | 0 | 0
6253 | 3.3362 | 0 | 438.5075 | 0 | 0 | 0 | 0 | 0 | 0 | 0 | 0 | 0 | 0 | 0.82098 | 4.1572 | 0 | 0
6254 | 2.9356 | 0 | 440.5833 | 0 | 0 | 0 | 0 | 0 | 0 | 0 | 0 | 0 | 0 | 0.83896 | 3.7746 | 0 | 0
6255 | 2.3562 | 0 | 442.2494 | 0 | 0 | 0 | 0 | 0 | 0 | 0 | 0 | 0 | 0 | 0.87034 | 3.2266 | 0 | 0
6256 | 1.4558 | 0 | 443.2788 | 0 | 0 | 0 | 0 | 0 | 0 | 0 | 0 | 0 | 0 | 0.89302 | 2.3489 | 0 | 0
6257 | 0 | 0 | 443.2788 | 0 | 0 | 0 | 0 | 0 | 0 | 0 | 0 | 0 | 0 | 0.90881 | 1.2381 | 0 | 0.32929
6258 | 0 | 0.68499 | 442.3101 | 0 | 0 | 0 | 0 | 0 | 0 | 0 | 0 | 0 | 0 | 0.90251 | 0.21752 | 0 | 0
6259 | 0 | 0.91039 | 441.0226 | 0 | 0 | 0 | 0 | 0 | 0 | 0 | 0 | 0 | 0 | 0.91039 | 0 | 0 | 0
6260 | 0 | 0.88511 | 439.7709 | 0 | 0 | 0 | 0 | 0 | 0 | 0 | 0 | 0 | 0 | 0.88511 | 0 | 0 | 0
6261 | 0 | 0.83349 | 438.5921 | 0 | 0 | 0 | 0 | 0 | 0 | 0 | 0 | 0 | 0 | 0.83349 | 0 | 0 | 0
6262 | 0 | 0.76634 | 437.5083 | 0 | 0 | 0 | 0 | 0 | 0 | 0 | 0 | 0 | 0 | 0.76634 | 0 | 0 | 0
6263 | 0 | 0.70829 | 436.5067 | 0 | 0 | 0 | 0 | 0 | 0 | 0 | 0 | 0 | 0 | 0.70829 | 0 | 0 | 0
6264 | 0 | 0.68663 | 435.5356 | 0 | 0 | 0 | 0 | 0 | 0 | 0 | 0 | 0 | 0 | 0.68663 | 0 | 0 | 0
6265 | 0 | 0.63882 | 434.6322 | 0 | 0 | 0 | 0 | 0 | 0 | 0 | 0 | 0 | 0 | 0.63882 | 0 | 0 | 0
6266 | 0 | 0.62385 | 433.7499 | 0 | 0 | 0 | 0 | 0 | 0 | 0 | 0 | 0 | 0 | 0.62385 | 0 | 0 | 0
6267 | 0 | 0.61511 | 432.88 | 0 | 0 | 0 | 0 | 0 | 0 | 0 | 0 | 0 | 0 | 0.61511 | 0 | 0 | 0
6268 | 0 | 0.62587 | 431.9949 | 0 | 0 | 0 | 0 | 0 | 0 | 0 | 0 | 0 | 0 | 0.62587 | 0 | 0 | 0
6269 | 0 | 0.66125 | 431.0598 | 0 | 0 | 0 | 0 | 0 | 0 | 0 | 0 | 0 | 0 | 0.66125 | 0 | 0 | 0
6270 | 0 | 0.72238 | 430.0382 | 0 | 0 | 0 | 0 | 0 | 0 | 0 | 0 | 0 | 0 | 0.72238 | 0 | 0 | 0
6271 | 0 | 0.38681 | 429.4912 | 0 | 0 | 0 | 0 | 0 | 0 | 0 | 0 | 0 | 0 | 0.74876 | 0.36195 | 0 | 0
6272 | 0.7385 | 0 | 430.0134 | 0 | 0 | 0 | 0 | 0 | 0 | 0 | 0 | 0 | 0 | 0.74985 | 1.4884 | 0 | 0
6273 | 1.7983 | 0 | 431.2849 | 0 | 0 | 0 | 0 | 0 | 0 | 0 | 0 | 0 | 0 | 0.76523 | 2.5635 | 0 | 0
6274 | 2.6036 | 0 | 433.1259 | 0 | 0 | 0 | 0 | 0 | 0 | 0 | 0 | 0 | 0 | 0.76478 | 3.3683 | 0 | 0
6275 | 3.2031 | 0 | 435.3908 | 0 | 0 | 0 | 0 | 0 | 0 | 0 | 0 | 0 | 0 | 0.76397 | 3.967 | 0 | 0
6276 | 3.4445 | 0 | 437.8264 | 0 | 0 | 0 | 0 | 0 | 0 | 0 | 0 | 0 | 0 | 0.77095 | 4.2154 | 0 | 0
6277 | 3.3909 | 0 | 440.2242 | 0 | 0 | 0 | 0 | 0 | 0 | 0 | 0 | 0 | 0 | 0.78345 | 4.1744 | 0 | 0
6278 | 3.037 | 0 | 442.3717 | 0 | 0 | 0 | 0 | 0 | 0 | 0 | 0 | 0 | 0 | 0.7988 | 3.8358 | 0 | 0
6279 | 2.4081 | 0 | 444.0745 | 0 | 0 | 0 | 0 | 0 | 0 | 0 | 0 | 0 | 0 | 0.81957 | 3.2277 | 0 | 0
6280 | 1.4315 | 0 | 445.0867 | 0 | 0 | 0 | 0 | 0 | 0 | 0 | 0 | 0 | 0 | 0.84798 | 2.2795 | 0 | 0
6281 | 0 | 0 | 445.0867 | 0 | 0 | 0 | 0 | 0 | 0 | 0 | 0 | 0 | 0 | 0.8582 | 1.1093 | 0 | 0.25105
6282 | 0 | 0.70882 | 444.0843 | 0 | 0 | 0 | 0 | 0 | 0 | 0 | 0 | 0 | 0 | 0.8579 | 0.14908 | 0 | 0
6283 | 0 | 0.87767 | 442.8431 | 0 | 0 | 0 | 0 | 0 | 0 | 0 | 0 | 0 | 0 | 0.87767 | 0 | 0 | 0
6284 | 0 | 0.85734 | 441.6306 | 0 | 0 | 0 | 0 | 0 | 0 | 0 | 0 | 0 | 0 | 0.85734 | 0 | 0 | 0
6285 | 0 | 0.81444 | 440.4788 | 0 | 0 | 0 | 0 | 0 | 0 | 0 | 0 | 0 | 0 | 0.81444 | 0 | 0 | 0
6286 | 0 | 0.75009 | 439.418 | 0 | 0 | 0 | 0 | 0 | 0 | 0 | 0 | 0 | 0 | 0.75009 | 0 | 0 | 0
6287 | 0 | 0.70577 | 438.4199 | 0 | 0 | 0 | 0 | 0 | 0 | 0 | 0 | 0 | 0 | 0.70577 | 0 | 0 | 0
6288 | 0 | 0.67509 | 437.4652 | 0 | 0 | 0 | 0 | 0 | 0 | 0 | 0 | 0 | 0 | 0.67509 | 0 | 0 | 0
6289 | 0 | 0.64677 | 436.5505 | 0 | 0 | 0 | 0 | 0 | 0 | 0 | 0 | 0 | 0 | 0.64677 | 0 | 0 | 0
6290 | 0 | 0.62349 | 435.6688 | 0 | 0 | 0 | 0 | 0 | 0 | 0 | 0 | 0 | 0 | 0.62349 | 0 | 0 | 0
6291 | 0 | 0.60969 | 434.8065 | 0 | 0 | 0 | 0 | 0 | 0 | 0 | 0 | 0 | 0 | 0.60969 | 0 | 0 | 0
6292 | 0 | 0.6161 | 433.9353 | 0 | 0 | 0 | 0 | 0 | 0 | 0 | 0 | 0 | 0 | 0.6161 | 0 | 0 | 0
6293 | 0 | 0.65099 | 433.0146 | 0 | 0 | 0 | 0 | 0 | 0 | 0 | 0 | 0 | 0 | 0.65099 | 0 | 0 | 0
6294 | 0 | 0.70663 | 432.0153 | 0 | 0 | 0 | 0 | 0 | 0 | 0 | 0 | 0 | 0 | 0.70663 | 0 | 0 | 0
6295 | 0 | 0.54082 | 431.2505 | 0 | 0 | 0 | 0 | 0 | 0 | 0 | 0 | 0 | 0 | 0.73259 | 0.19178 | 0 | 0
6296 | 0 | 0 | 431.2505 | 0 | 0 | 0 | 0 | 0 | 0 | 0 | 0 | 0 | 0 | 0.74777 | 1.0923 | 0 | 0.34458
6297 | 1.3345 | 0 | 432.1941 | 0 | 0 | 0 | 0 | 0 | 0 | 0 | 0 | 0 | 0 | 0.75114 | 2.0856 | 0 | 0
6298 | 2.1975 | 0 | 433.7479 | 0 | 0 | 0 | 0 | 0 | 0 | 0 | 0 | 0 | 0 | 0.75665 | 2.9541 | 0 | 0
6299 | 3.2005 | 0 | 436.011 | 0 | 0 | 0 | 0 | 0 | 0 | 0 | 0 | 0 | 0 | 0.75704 | 3.9575 | 0 | 0
6300 | 3.4344 | 0 | 438.4395 | 0 | 0 | 0 | 0 | 0 | 0 | 0 | 0 | 0 | 0 | 0.76938 | 4.2038 | 0 | 0
6301 | 3.3386 | 0 | 440.8003 | 0 | 0 | 0 | 0 | 0 | 0 | 0 | 0 | 0 | 0 | 0.79576 | 4.1344 | 0 | 0
6302 | 2.973 | 0 | 442.9025 | 0 | 0 | 0 | 0 | 0 | 0 | 0 | 0 | 0 | 0 | 0.82365 | 3.7967 | 0 | 0
6303 | 2.3022 | 0 | 444.5304 | 0 | 0 | 0 | 0 | 0 | 0 | 0 | 0 | 0 | 0 | 0.86147 | 3.1637 | 0 | 0
6304 | 0 | 0 | 444.5304 | 0 | 0 | 0 | 0 | 0 | 0 | 0 | 0 | 0 | 0 | 0.87803 | 2.2265 | 0 | 1.3485
6305 | 0 | 0 | 444.5304 | 0 | 0 | 0 | 0 | 0 | 0 | 0 | 0 | 0 | 0 | 0.886 | 1.1044 | 0 | 0.2184
6306 | 0 | 0.71541 | 443.5186 | 0 | 0 | 0 | 0 | 0 | 0 | 0 | 0 | 0 | 0 | 0.87971 | 0.1643 | 0 | 0
6307 | 0 | 0.88505 | 442.267 | 0 | 0 | 0 | 0 | 0 | 0 | 0 | 0 | 0 | 0 | 0.88505 | 0 | 0 | 0
6308 | 0 | 0.8604 | 441.0502 | 0 | 0 | 0 | 0 | 0 | 0 | 0 | 0 | 0 | 0 | 0.8604 | 0 | 0 | 0
6309 | 0 | 0.81717 | 439.8946 | 0 | 0 | 0 | 0 | 0 | 0 | 0 | 0 | 0 | 0 | 0.81717 | 0 | 0 | 0
6310 | 0 | 0.76249 | 438.8162 | 0 | 0 | 0 | 0 | 0 | 0 | 0 | 0 | 0 | 0 | 0.76249 | 0 | 0 | 0
6311 | 0 | 0.71176 | 437.8097 | 0 | 0 | 0 | 0 | 0 | 0 | 0 | 0 | 0 | 0 | 0.71176 | 0 | 0 | 0
6312 | 0 | 0.67127 | 436.8603 | 0 | 0 | 0 | 0 | 0 | 0 | 0 | 0 | 0 | 0 | 0.67127 | 0 | 0 | 0
6313 | 0 | 0.64385 | 435.9498 | 0 | 0 | 0 | 0 | 0 | 0 | 0 | 0 | 0 | 0 | 0.64385 | 0 | 0 | 0
6314 | 0 | 0.62728 | 435.0627 | 0 | 0 | 0 | 0 | 0 | 0 | 0 | 0 | 0 | 0 | 0.62728 | 0 | 0 | 0
6315 | 0 | 0.61225 | 434.1968 | 0 | 0 | 0 | 0 | 0 | 0 | 0 | 0 | 0 | 0 | 0.61225 | 0 | 0 | 0
6316 | 0 | 0.60871 | 433.336 | 0 | 0 | 0 | 0 | 0 | 0 | 0 | 0 | 0 | 0 | 0.60871 | 0 | 0 | 0
6317 | 0 | 0.61942 | 432.46 | 0 | 0 | 0 | 0 | 0 | 0 | 0 | 0 | 0 | 0 | 0.61942 | 0 | 0 | 0
6318 | 0 | 0.64056 | 431.5541 | 0 | 0 | 0 | 0 | 0 | 0 | 0 | 0 | 0 | 0 | 0.64056 | 0 | 0 | 0
6319 | 0 | 0.46821 | 430.892 | 0 | 0 | 0 | 0 | 0 | 0 | 0 | 0 | 0 | 0 | 0.65291 | 0.1847 | 0 | 0
6320 | 0 | 0 | 430.892 | 0 | 0 | 0 | 0 | 0 | 0 | 0 | 0 | 0 | 0 | 0.66823 | 0.84655 | 0 | 0.17832
6321 | 1.7612 | 0 | 432.1373 | 0 | 0 | 0 | 0 | 0 | 0 | 0 | 0 | 0 | 0 | 0.67526 | 2.4364 | 0 | 0
6322 | 1.7293 | 0 | 433.3601 | 0 | 0 | 0 | 0 | 0 | 0 | 0 | 0 | 0 | 0 | 0.68132 | 2.4106 | 0 | 0
6323 | 2.7101 | 0 | 435.2764 | 0 | 0 | 0 | 0 | 0 | 0 | 0 | 0 | 0 | 0 | 0.69167 | 3.4018 | 0 | 0
6324 | 2.6083 | 0 | 437.1208 | 0 | 0 | 0 | 0 | 0 | 0 | 0 | 0 | 0 | 0 | 0.71474 | 3.323 | 0 | 0
6325 | 2.4686 | 0 | 438.8664 | 0 | 0 | 0 | 0 | 0 | 0 | 0 | 0 | 0 | 0 | 0.74808 | 3.2167 | 0 | 0
6326 | 2.0933 | 0 | 440.3465 | 0 | 0 | 0 | 0 | 0 | 0 | 0 | 0 | 0 | 0 | 0.79524 | 2.8885 | 0 | 0
6327 | 1.5981 | 0 | 441.4765 | 0 | 0 | 0 | 0 | 0 | 0 | 0 | 0 | 0 | 0 | 0.84218 | 2.4402 | 0 | 0
6328 | 0.84087 | 0 | 442.0711 | 0 | 0 | 0 | 0 | 0 | 0 | 0 | 0 | 0 | 0 | 0.87463 | 1.7155 | 0 | 0
6329 | 0 | 0 | 442.0711 | 0 | 0 | 0 | 0 | 0 | 0 | 0 | 0 | 0 | 0 | 0.90388 | 1.1271 | 0 | 0.22317
6330 | 0 | 0.74333 | 441.0199 | 0 | 0 | 0 | 0 | 0 | 0 | 0 | 0 | 0 | 0 | 0.90073 | 0.1574 | 0 | 0
6331 | 0 | 0.89704 | 439.7513 | 0 | 0 | 0 | 0 | 0 | 0 | 0 | 0 | 0 | 0 | 0.89704 | 0 | 0 | 0
6332 | 0 | 0.86485 | 438.5282 | 0 | 0 | 0 | 0 | 0 | 0 | 0 | 0 | 0 | 0 | 0.86485 | 0 | 0 | 0
6333 | 0 | 0.81919 | 437.3697 | 0 | 0 | 0 | 0 | 0 | 0 | 0 | 0 | 0 | 0 | 0.81919 | 0 | 0 | 0
6334 | 0 | 0.76155 | 436.2927 | 0 | 0 | 0 | 0 | 0 | 0 | 0 | 0 | 0 | 0 | 0.76155 | 0 | 0 | 0
6335 | 0 | 0.70801 | 435.2914 | 0 | 0 | 0 | 0 | 0 | 0 | 0 | 0 | 0 | 0 | 0.70801 | 0 | 0 | 0
6336 | 0 | 0.66647 | 434.3489 | 0 | 0 | 0 | 0 | 0 | 0 | 0 | 0 | 0 | 0 | 0.66647 | 0 | 0 | 0
6337 | 0 | 0.63304 | 433.4536 | 0 | 0 | 0 | 0 | 0 | 0 | 0 | 0 | 0 | 0 | 0.63304 | 0 | 0 | 0
6338 | 0 | 0.60955 | 432.5916 | 0 | 0 | 0 | 0 | 0 | 0 | 0 | 0 | 0 | 0 | 0.60955 | 0 | 0 | 0
6339 | 0 | 0.59182 | 431.7546 | 0 | 0 | 0 | 0 | 0 | 0 | 0 | 0 | 0 | 0 | 0.59182 | 0 | 0 | 0
6340 | 0 | 0.58697 | 430.9245 | 0 | 0 | 0 | 0 | 0 | 0 | 0 | 0 | 0 | 0 | 0.58697 | 0 | 0 | 0
6341 | 0 | 0.59015 | 430.0899 | 0 | 0 | 0 | 0 | 0 | 0 | 0 | 0 | 0 | 0 | 0.59015 | 0 | 0 | 0
6342 | 0 | 0.5996 | 429.242 | 0 | 0 | 0 | 0 | 0 | 0 | 0 | 0 | 0 | 0 | 0.5996 | 0 | 0 | 0
6343 | 0 | 0.18591 | 428.9791 | 0 | 0 | 0 | 0 | 0 | 0 | 0 | 0 | 0 | 0 | 0.60416 | 0.41825 | 0 | 0
6344 | 1.0677 | 0 | 429.734 | 0 | 0 | 0 | 0 | 0 | 0 | 0 | 0 | 0 | 0 | 0.62831 | 1.696 | 0 | 0
6345 | 2.3366 | 0 | 431.3862 | 0 | 0 | 0 | 0 | 0 | 0 | 0 | 0 | 0 | 0 | 0.64238 | 2.979 | 0 | 0
6346 | 3.3195 | 0 | 433.7335 | 0 | 0 | 0 | 0 | 0 | 0 | 0 | 0 | 0 | 0 | 0.6633 | 3.9828 | 0 | 0
6347 | 3.9894 | 0 | 436.5544 | 0 | 0 | 0 | 0 | 0 | 0 | 0 | 0 | 0 | 0 | 0.6879 | 4.6772 | 0 | 0
6348 | 4.2523 | 0 | 439.5612 | 0 | 0 | 0 | 0 | 0 | 0 | 0 | 0 | 0 | 0 | 0.7246 | 4.9769 | 0 | 0
6349 | 4.1626 | 0 | 442.5046 | 0 | 0 | 0 | 0 | 0 | 0 | 0 | 0 | 0 | 0 | 0.74772 | 4.9103 | 0 | 0
6350 | 3.7322 | 0 | 445.1436 | 0 | 0 | 0 | 0 | 0 | 0 | 0 | 0 | 0 | 0 | 0.77997 | 4.5122 | 0 | 0
6351 | 2.9331 | 0 | 447.2176 | 0 | 0 | 0 | 0 | 0 | 0 | 0 | 0 | 0 | 0 | 0.8315 | 3.7646 | 0 | 0
6352 | 1.8212 | 0 | 448.5054 | 0 | 0 | 0 | 0 | 0 | 0 | 0 | 0 | 0 | 0 | 0.88043 | 2.7016 | 0 | 0
6353 | 0 | 0 | 448.5054 | 0 | 0 | 0 | 0 | 0 | 0 | 0 | 0 | 0 | 0 | 0.91519 | 1.3682 | 0 | 0.45306
6354 | 0 | 0.73087 | 447.4718 | 0 | 0 | 0 | 0 | 0 | 0 | 0 | 0 | 0 | 0 | 0.91894 | 0.18807 | 0 | 0
6355 | 0 | 0.9231 | 446.1663 | 0 | 0 | 0 | 0 | 0 | 0 | 0 | 0 | 0 | 0 | 0.9231 | 0 | 0 | 0
6356 | 0 | 0.89198 | 444.9049 | 0 | 0 | 0 | 0 | 0 | 0 | 0 | 0 | 0 | 0 | 0.89198 | 0 | 0 | 0
6357 | 0 | 0.83691 | 443.7213 | 0 | 0 | 0 | 0 | 0 | 0 | 0 | 0 | 0 | 0 | 0.83691 | 0 | 0 | 0
6358 | 0 | 0.7658 | 442.6383 | 0 | 0 | 0 | 0 | 0 | 0 | 0 | 0 | 0 | 0 | 0.7658 | 0 | 0 | 0
6359 | 0 | 0.70768 | 441.6375 | 0 | 0 | 0 | 0 | 0 | 0 | 0 | 0 | 0 | 0 | 0.70768 | 0 | 0 | 0
6360 | 0 | 0.6665 | 440.6949 | 0 | 0 | 0 | 0 | 0 | 0 | 0 | 0 | 0 | 0 | 0.6665 | 0 | 0 | 0
6361 | 0 | 0.64196 | 439.7871 | 0 | 0 | 0 | 0 | 0 | 0 | 0 | 0 | 0 | 0 | 0.64196 | 0 | 0 | 0
6362 | 0 | 0.6229 | 438.9062 | 0 | 0 | 0 | 0 | 0 | 0 | 0 | 0 | 0 | 0 | 0.6229 | 0 | 0 | 0
6363 | 0 | 0.61615 | 438.0348 | 0 | 0 | 0 | 0 | 0 | 0 | 0 | 0 | 0 | 0 | 0.61615 | 0 | 0 | 0
6364 | 0 | 0.62235 | 437.1547 | 0 | 0 | 0 | 0 | 0 | 0 | 0 | 0 | 0 | 0 | 0.62235 | 0 | 0 | 0
6365 | 0 | 0.65605 | 436.2269 | 0 | 0 | 0 | 0 | 0 | 0 | 0 | 0 | 0 | 0 | 0.65605 | 0 | 0 | 0
6366 | 0 | 0.72141 | 435.2066 | 0 | 0 | 0 | 0 | 0 | 0 | 0 | 0 | 0 | 0 | 0.72141 | 0 | 0 | 0
6367 | 0 | 0.34897 | 434.7131 | 0 | 0 | 0 | 0 | 0 | 0 | 0 | 0 | 0 | 0 | 0.75629 | 0.40732 | 0 | 0
6368 | 0.93929 | 0 | 435.3773 | 0 | 0 | 0 | 0 | 0 | 0 | 0 | 0 | 0 | 0 | 0.77196 | 1.7112 | 0 | 0
6369 | 2.2073 | 0 | 436.9381 | 0 | 0 | 0 | 0 | 0 | 0 | 0 | 0 | 0 | 0 | 0.77168 | 2.979 | 0 | 0
6370 | 3.0968 | 0 | 439.1278 | 0 | 0 | 0 | 0 | 0 | 0 | 0 | 0 | 0 | 0 | 0.79474 | 3.8915 | 0 | 0
6371 | 3.6475 | 0 | 441.707 | 0 | 0 | 0 | 0 | 0 | 0 | 0 | 0 | 0 | 0 | 0.8252 | 4.4727 | 0 | 0
6372 | 3.8955 | 0 | 444.4615 | 0 | 0 | 0 | 0 | 0 | 0 | 0 | 0 | 0 | 0 | 0.82417 | 4.7196 | 0 | 0
6373 | 3.7772 | 0 | 447.1324 | 0 | 0 | 0 | 0 | 0 | 0 | 0 | 0 | 0 | 0 | 0.85878 | 4.636 | 0 | 0
6374 | 3.2991 | 0 | 449.4653 | 0 | 0 | 0 | 0 | 0 | 0 | 0 | 0 | 0 | 0 | 0.89533 | 4.1944 | 0 | 0
6375 | 2.5706 | 0 | 451.2829 | 0 | 0 | 0 | 0 | 0 | 0 | 0 | 0 | 0 | 0 | 0.9369 | 3.5075 | 0 | 0
6376 | 1.5335 | 0 | 452.3673 | 0 | 0 | 0 | 0 | 0 | 0 | 0 | 0 | 0 | 0 | 0.96391 | 2.4974 | 0 | 0
6377 | 0 | 0 | 452.3673 | 0 | 0 | 0 | 0 | 0 | 0 | 0 | 0 | 0 | 0 | 0.97913 | 1.2518 | 0 | 0.27272
6378 | 0 | 0.80104 | 451.2344 | 0 | 0 | 0 | 0 | 0 | 0 | 0 | 0 | 0 | 0 | 0.96484 | 0.1638 | 0 | 0
6379 | 0 | 0.96488 | 449.8699 | 0 | 0 | 0 | 0 | 0 | 0 | 0 | 0 | 0 | 0 | 0.96488 | 0 | 0 | 0
6380 | 0 | 0.94103 | 448.5391 | 0 | 0 | 0 | 0 | 0 | 0 | 0 | 0 | 0 | 0 | 0.94103 | 0 | 0 | 0
6381 | 0 | 0.93997 | 447.2098 | 0 | 0 | 0 | 0 | 0 | 0 | 0 | 0 | 0 | 0 | 0.93997 | 0 | 0 | 0
6382 | 0 | 0.8762 | 445.9706 | 0 | 0 | 0 | 0 | 0 | 0 | 0 | 0 | 0 | 0 | 0.8762 | 0 | 0 | 0
6383 | 0 | 0.72784 | 444.9413 | 0 | 0 | 0 | 0 | 0 | 0 | 0 | 0 | 0 | 0 | 0.72784 | 0 | 0 | 0
6384 | 0 | 0.68371 | 443.9744 | 0 | 0 | 0 | 0 | 0 | 0 | 0 | 0 | 0 | 0 | 0.68371 | 0 | 0 | 0
6385 | 0 | 0.65691 | 443.0454 | 0 | 0 | 0 | 0 | 0 | 0 | 0 | 0 | 0 | 0 | 0.65691 | 0 | 0 | 0
6386 | 0 | 0.65112 | 442.1246 | 0 | 0 | 0 | 0 | 0 | 0 | 0 | 0 | 0 | 0 | 0.65112 | 0 | 0 | 0
6387 | 0 | 0.63071 | 441.2326 | 0 | 0 | 0 | 0 | 0 | 0 | 0 | 0 | 0 | 0 | 0.63071 | 0 | 0 | 0
6388 | 0 | 0.64035 | 440.327 | 0 | 0 | 0 | 0 | 0 | 0 | 0 | 0 | 0 | 0 | 0.64035 | 0 | 0 | 0
6389 | 0 | 0.66716 | 439.3835 | 0 | 0 | 0 | 0 | 0 | 0 | 0 | 0 | 0 | 0 | 0.66716 | 0 | 0 | 0
6390 | 0 | 0.72852 | 438.3532 | 0 | 0 | 0 | 0 | 0 | 0 | 0 | 0 | 0 | 0 | 0.72852 | 0 | 0 | 0
6391 | 0 | 0.35125 | 437.8565 | 0 | 0 | 0 | 0 | 0 | 0 | 0 | 0 | 0 | 0 | 0.75295 | 0.4017 | 0 | 0
6392 | 0.91932 | 0 | 438.5065 | 0 | 0 | 0 | 0 | 0 | 0 | 0 | 0 | 0 | 0 | 0.76733 | 1.6866 | 0 | 0
6393 | 2.1348 | 0 | 440.0161 | 0 | 0 | 0 | 0 | 0 | 0 | 0 | 0 | 0 | 0 | 0.79348 | 2.9283 | 0 | 0
6394 | 3.0363 | 0 | 442.1631 | 0 | 0 | 0 | 0 | 0 | 0 | 0 | 0 | 0 | 0 | 0.81419 | 3.8505 | 0 | 0
6395 | 3.5791 | 0 | 444.6938 | 0 | 0 | 0 | 0 | 0 | 0 | 0 | 0 | 0 | 0 | 0.83819 | 4.4173 | 0 | 0
6396 | 3.7769 | 0 | 447.3645 | 0 | 0 | 0 | 0 | 0 | 0 | 0 | 0 | 0 | 0 | 0.87473 | 4.6516 | 0 | 0
6397 | 3.6615 | 0 | 449.9536 | 0 | 0 | 0 | 0 | 0 | 0 | 0 | 0 | 0 | 0 | 0.919 | 4.5805 | 0 | 0
6398 | 3.2035 | 0 | 452.2188 | 0 | 0 | 0 | 0 | 0 | 0 | 0 | 0 | 0 | 0 | 0.96614 | 4.1696 | 0 | 0
6399 | 2.4142 | 0 | 453.9259 | 0 | 0 | 0 | 0 | 0 | 0 | 0 | 0 | 0 | 0 | 1.0275 | 3.4417 | 0 | 0
6400 | 1.3921 | 0 | 454.9102 | 0 | 0 | 0 | 0 | 0 | 0 | 0 | 0 | 0 | 0 | 1.07 | 2.4621 | 0 | 0
6401 | 0 | 0 | 454.9102 | 0 | 0 | 0 | 0 | 0 | 0 | 0 | 0 | 0 | 0 | 1.0885 | 1.2236 | 0 | 0.13511
6402 | 0 | 0.92391 | 453.6036 | 0 | 0 | 0 | 0 | 0 | 0 | 0 | 0 | 0 | 0 | 1.0678 | 0.14385 | 0 | 0
6403 | 0 | 1.057 | 452.1088 | 0 | 0 | 0 | 0 | 0 | 0 | 0 | 0 | 0 | 0 | 1.057 | 0 | 0 | 0
6404 | 0 | 1.0311 | 450.6506 | 0 | 0 | 0 | 0 | 0 | 0 | 0 | 0 | 0 | 0 | 1.0311 | 0 | 0 | 0
6405 | 0 | 1.0308 | 449.1928 | 0 | 0 | 0 | 0 | 0 | 0 | 0 | 0 | 0 | 0 | 1.0308 | 0 | 0 | 0
6406 | 0 | 0.91285 | 447.9019 | 0 | 0 | 0 | 0 | 0 | 0 | 0 | 0 | 0 | 0 | 0.91285 | 0 | 0 | 0
6407 | 0 | 0.7781 | 446.8015 | 0 | 0 | 0 | 0 | 0 | 0 | 0 | 0 | 0 | 0 | 0.7781 | 0 | 0 | 0
6408 | 0 | 0.72525 | 445.7758 | 0 | 0 | 0 | 0 | 0 | 0 | 0 | 0 | 0 | 0 | 0.72525 | 0 | 0 | 0
6409 | 0 | 0.68676 | 444.8046 | 0 | 0 | 0 | 0 | 0 | 0 | 0 | 0 | 0 | 0 | 0.68676 | 0 | 0 | 0
6410 | 0 | 0.65865 | 443.8731 | 0 | 0 | 0 | 0 | 0 | 0 | 0 | 0 | 0 | 0 | 0.65865 | 0 | 0 | 0
6411 | 0 | 0.64325 | 442.9634 | 0 | 0 | 0 | 0 | 0 | 0 | 0 | 0 | 0 | 0 | 0.64325 | 0 | 0 | 0
6412 | 0 | 0.64845 | 442.0464 | 0 | 0 | 0 | 0 | 0 | 0 | 0 | 0 | 0 | 0 | 0.64845 | 0 | 0 | 0
6413 | 0 | 0.68401 | 441.079 | 0 | 0 | 0 | 0 | 0 | 0 | 0 | 0 | 0 | 0 | 0.68401 | 0 | 0 | 0
6414 | 0 | 0.75074 | 440.0173 | 0 | 0 | 0 | 0 | 0 | 0 | 0 | 0 | 0 | 0 | 0.75074 | 0 | 0 | 0
6415 | 0 | 0.40016 | 439.4514 | 0 | 0 | 0 | 0 | 0 | 0 | 0 | 0 | 0 | 0 | 0.78498 | 0.38482 | 0 | 0
6416 | 0.83518 | 0 | 440.042 | 0 | 0 | 0 | 0 | 0 | 0 | 0 | 0 | 0 | 0 | 0.80382 | 1.639 | 0 | 0
6417 | 2.0352 | 0 | 441.4811 | 0 | 0 | 0 | 0 | 0 | 0 | 0 | 0 | 0 | 0 | 0.83322 | 2.8685 | 0 | 0
6418 | 2.8938 | 0 | 443.5274 | 0 | 0 | 0 | 0 | 0 | 0 | 0 | 0 | 0 | 0 | 0.8582 | 3.7521 | 0 | 0
6419 | 3.4415 | 0 | 445.9609 | 0 | 0 | 0 | 0 | 0 | 0 | 0 | 0 | 0 | 0 | 0.89474 | 4.3362 | 0 | 0
6420 | 3.6129 | 0 | 448.5156 | 0 | 0 | 0 | 0 | 0 | 0 | 0 | 0 | 0 | 0 | 0.93127 | 4.5442 | 0 | 0
6421 | 3.5028 | 0 | 450.9925 | 0 | 0 | 0 | 0 | 0 | 0 | 0 | 0 | 0 | 0 | 0.97176 | 4.4746 | 0 | 0
6422 | 3.0244 | 0 | 453.1311 | 0 | 0 | 0 | 0 | 0 | 0 | 0 | 0 | 0 | 0 | 1.0219 | 4.0463 | 0 | 0
6423 | 2.2863 | 0 | 454.7478 | 0 | 0 | 0 | 0 | 0 | 0 | 0 | 0 | 0 | 0 | 1.0718 | 3.3582 | 0 | 0
6424 | 1.2807 | 0 | 455.6533 | 0 | 0 | 0 | 0 | 0 | 0 | 0 | 0 | 0 | 0 | 1.1001 | 2.3807 | 0 | 0
6425 | 0 | 0 | 455.6533 | 0 | 0 | 0 | 0 | 0 | 0 | 0 | 0 | 0 | 0 | 1.1088 | 1.1704 | 0 | 0.061628
6426 | 0 | 0.95495 | 454.3028 | 0 | 0 | 0 | 0 | 0 | 0 | 0 | 0 | 0 | 0 | 1.082 | 0.12707 | 0 | 0
6427 | 0 | 1.0706 | 452.7888 | 0 | 0 | 0 | 0 | 0 | 0 | 0 | 0 | 0 | 0 | 1.0706 | 0 | 0 | 0
6428 | 0 | 1.0227 | 451.3425 | 0 | 0 | 0 | 0 | 0 | 0 | 0 | 0 | 0 | 0 | 1.0227 | 0 | 0 | 0
6429 | 0 | 0.98155 | 449.9544 | 0 | 0 | 0 | 0 | 0 | 0 | 0 | 0 | 0 | 0 | 0.98155 | 0 | 0 | 0
6430 | 0 | 0.92917 | 448.6403 | 0 | 0 | 0 | 0 | 0 | 0 | 0 | 0 | 0 | 0 | 0.92917 | 0 | 0 | 0
6431 | 0 | 0.79126 | 447.5213 | 0 | 0 | 0 | 0 | 0 | 0 | 0 | 0 | 0 | 0 | 0.79126 | 0 | 0 | 0
6432 | 0 | 0.73759 | 446.4782 | 0 | 0 | 0 | 0 | 0 | 0 | 0 | 0 | 0 | 0 | 0.73759 | 0 | 0 | 0
6433 | 0 | 0.70014 | 445.4881 | 0 | 0 | 0 | 0 | 0 | 0 | 0 | 0 | 0 | 0 | 0.70014 | 0 | 0 | 0
6434 | 0 | 0.67437 | 444.5344 | 0 | 0 | 0 | 0 | 0 | 0 | 0 | 0 | 0 | 0 | 0.67437 | 0 | 0 | 0
6435 | 0 | 0.6601 | 443.6009 | 0 | 0 | 0 | 0 | 0 | 0 | 0 | 0 | 0 | 0 | 0.6601 | 0 | 0 | 0
6436 | 0 | 0.66701 | 442.6576 | 0 | 0 | 0 | 0 | 0 | 0 | 0 | 0 | 0 | 0 | 0.66701 | 0 | 0 | 0
6437 | 0 | 0.70404 | 441.6619 | 0 | 0 | 0 | 0 | 0 | 0 | 0 | 0 | 0 | 0 | 0.70404 | 0 | 0 | 0
6438 | 0 | 0.77273 | 440.5691 | 0 | 0 | 0 | 0 | 0 | 0 | 0 | 0 | 0 | 0 | 0.77273 | 0 | 0 | 0
6439 | 0 | 0.45628 | 439.9238 | 0 | 0 | 0 | 0 | 0 | 0 | 0 | 0 | 0 | 0 | 0.80818 | 0.3519 | 0 | 0
6440 | 0.7018 | 0 | 440.4201 | 0 | 0 | 0 | 0 | 0 | 0 | 0 | 0 | 0 | 0 | 0.81935 | 1.5212 | 0 | 0
6441 | 1.2829 | 0 | 441.3272 | 0 | 0 | 0 | 0 | 0 | 0 | 0 | 0 | 0 | 0 | 0.83748 | 2.1204 | 0 | 0
6442 | 2.5624 | 0 | 443.1391 | 0 | 0 | 0 | 0 | 0 | 0 | 0 | 0 | 0 | 0 | 0.847 | 3.4095 | 0 | 0
6443 | 2.8271 | 0 | 445.1382 | 0 | 0 | 0 | 0 | 0 | 0 | 0 | 0 | 0 | 0 | 0.85583 | 3.6829 | 0 | 0
6444 | 3.1238 | 0 | 447.3471 | 0 | 0 | 0 | 0 | 0 | 0 | 0 | 0 | 0 | 0 | 0.87229 | 3.9961 | 0 | 0
6445 | 3.1075 | 0 | 449.5444 | 0 | 0 | 0 | 0 | 0 | 0 | 0 | 0 | 0 | 0 | 0.89422 | 4.0018 | 0 | 0
6446 | 2.5156 | 0 | 451.3232 | 0 | 0 | 0 | 0 | 0 | 0 | 0 | 0 | 0 | 0 | 0.91224 | 3.4278 | 0 | 0
6447 | 1.9381 | 0 | 452.6936 | 0 | 0 | 0 | 0 | 0 | 0 | 0 | 0 | 0 | 0 | 0.93223 | 2.8703 | 0 | 0
6448 | 1.3727 | 0 | 453.6643 | 0 | 0 | 0 | 0 | 0 | 0 | 0 | 0 | 0 | 0 | 0.94412 | 2.3169 | 0 | 0
6449 | 0 | 0 | 453.6643 | 0 | 0 | 0 | 0 | 0 | 0 | 0 | 0 | 0 | 0 | 0.95047 | 1.1395 | 0 | 0.18903
6450 | 0 | 0.83148 | 452.4884 | 0 | 0 | 0 | 0 | 0 | 0 | 0 | 0 | 0 | 0 | 0.9449 | 0.11342 | 0 | 0
6451 | 0 | 0.94782 | 451.148 | 0 | 0 | 0 | 0 | 0 | 0 | 0 | 0 | 0 | 0 | 0.94782 | 0 | 0 | 0
6452 | 0 | 0.91502 | 449.854 | 0 | 0 | 0 | 0 | 0 | 0 | 0 | 0 | 0 | 0 | 0.91502 | 0 | 0 | 0
6453 | 0 | 0.86706 | 448.6278 | 0 | 0 | 0 | 0 | 0 | 0 | 0 | 0 | 0 | 0 | 0.86706 | 0 | 0 | 0
6454 | 0 | 0.79824 | 447.4989 | 0 | 0 | 0 | 0 | 0 | 0 | 0 | 0 | 0 | 0 | 0.79824 | 0 | 0 | 0
6455 | 0 | 0.73969 | 446.4528 | 0 | 0 | 0 | 0 | 0 | 0 | 0 | 0 | 0 | 0 | 0.73969 | 0 | 0 | 0
6456 | 0 | 0.69421 | 445.471 | 0 | 0 | 0 | 0 | 0 | 0 | 0 | 0 | 0 | 0 | 0.69421 | 0 | 0 | 0
6457 | 0 | 0.66412 | 444.5318 | 0 | 0 | 0 | 0 | 0 | 0 | 0 | 0 | 0 | 0 | 0.66412 | 0 | 0 | 0
6458 | 0 | 0.64547 | 443.619 | 0 | 0 | 0 | 0 | 0 | 0 | 0 | 0 | 0 | 0 | 0.64547 | 0 | 0 | 0
6459 | 0 | 0.63407 | 442.7223 | 0 | 0 | 0 | 0 | 0 | 0 | 0 | 0 | 0 | 0 | 0.63407 | 0 | 0 | 0
6460 | 0 | 0.64321 | 441.8127 | 0 | 0 | 0 | 0 | 0 | 0 | 0 | 0 | 0 | 0 | 0.64321 | 0 | 0 | 0
6461 | 0 | 0.67954 | 440.8516 | 0 | 0 | 0 | 0 | 0 | 0 | 0 | 0 | 0 | 0 | 0.67954 | 0 | 0 | 0
6462 | 0 | 0.74356 | 439.8001 | 0 | 0 | 0 | 0 | 0 | 0 | 0 | 0 | 0 | 0 | 0.74356 | 0 | 0 | 0
6463 | 0 | 0.43713 | 439.1819 | 0 | 0 | 0 | 0 | 0 | 0 | 0 | 0 | 0 | 0 | 0.77931 | 0.34218 | 0 | 0
6464 | 0.72263 | 0 | 439.6929 | 0 | 0 | 0 | 0 | 0 | 0 | 0 | 0 | 0 | 0 | 0.78897 | 1.5116 | 0 | 0
6465 | 1.8502 | 0 | 441.0012 | 0 | 0 | 0 | 0 | 0 | 0 | 0 | 0 | 0 | 0 | 0.8043 | 2.6545 | 0 | 0
6466 | 2.6537 | 0 | 442.8776 | 0 | 0 | 0 | 0 | 0 | 0 | 0 | 0 | 0 | 0 | 0.81366 | 3.4674 | 0 | 0
6467 | 3.2313 | 0 | 445.1625 | 0 | 0 | 0 | 0 | 0 | 0 | 0 | 0 | 0 | 0 | 0.81374 | 4.045 | 0 | 0
6468 | 3.4922 | 0 | 447.6319 | 0 | 0 | 0 | 0 | 0 | 0 | 0 | 0 | 0 | 0 | 0.82181 | 4.314 | 0 | 0
6469 | 3.4942 | 0 | 450.1027 | 0 | 0 | 0 | 0 | 0 | 0 | 0 | 0 | 0 | 0 | 0.81568 | 4.3098 | 0 | 0
6470 | 3.1396 | 0 | 452.3227 | 0 | 0 | 0 | 0 | 0 | 0 | 0 | 0 | 0 | 0 | 0.81661 | 3.9562 | 0 | 0
6471 | 2.0481 | 0 | 453.7709 | 0 | 0 | 0 | 0 | 0 | 0 | 0 | 0 | 0 | 0 | 0.82609 | 2.8742 | 0 | 0
6472 | 1.4511 | 0 | 454.797 | 0 | 0 | 0 | 0 | 0 | 0 | 0 | 0 | 0 | 0 | 0.83622 | 2.2873 | 0 | 0
6473 | 0 | 0 | 454.797 | 0 | 0 | 0 | 0 | 0 | 0 | 0 | 0 | 0 | 0 | 0.83597 | 1.104 | 0 | 0.26808
6474 | 0 | 0.75267 | 453.7326 | 0 | 0 | 0 | 0 | 0 | 0 | 0 | 0 | 0 | 0 | 0.84047 | 0.0878 | 0 | 0
6475 | 0 | 0.85076 | 452.5294 | 0 | 0 | 0 | 0 | 0 | 0 | 0 | 0 | 0 | 0 | 0.85076 | 0 | 0 | 0
6476 | 0 | 0.82646 | 451.3606 | 0 | 0 | 0 | 0 | 0 | 0 | 0 | 0 | 0 | 0 | 0.82646 | 0 | 0 | 0
6477 | 0 | 0.79229 | 450.2401 | 0 | 0 | 0 | 0 | 0 | 0 | 0 | 0 | 0 | 0 | 0.79229 | 0 | 0 | 0
6478 | 0 | 0.74364 | 449.1885 | 0 | 0 | 0 | 0 | 0 | 0 | 0 | 0 | 0 | 0 | 0.74364 | 0 | 0 | 0
6479 | 0 | 0.69591 | 448.2043 | 0 | 0 | 0 | 0 | 0 | 0 | 0 | 0 | 0 | 0 | 0.69591 | 0 | 0 | 0
6480 | 0 | 0.65754 | 447.2744 | 0 | 0 | 0 | 0 | 0 | 0 | 0 | 0 | 0 | 0 | 0.65754 | 0 | 0 | 0
6481 | 0 | 0.62798 | 446.3863 | 0 | 0 | 0 | 0 | 0 | 0 | 0 | 0 | 0 | 0 | 0.62798 | 0 | 0 | 0
6482 | 0 | 0.60718 | 445.5276 | 0 | 0 | 0 | 0 | 0 | 0 | 0 | 0 | 0 | 0 | 0.60718 | 0 | 0 | 0
6483 | 0 | 0.59466 | 444.6866 | 0 | 0 | 0 | 0 | 0 | 0 | 0 | 0 | 0 | 0 | 0.59466 | 0 | 0 | 0
6484 | 0 | 0.59281 | 443.8483 | 0 | 0 | 0 | 0 | 0 | 0 | 0 | 0 | 0 | 0 | 0.59281 | 0 | 0 | 0
6485 | 0 | 0.60445 | 442.9934 | 0 | 0 | 0 | 0 | 0 | 0 | 0 | 0 | 0 | 0 | 0.60445 | 0 | 0 | 0
6486 | 0 | 0.628 | 442.1053 | 0 | 0 | 0 | 0 | 0 | 0 | 0 | 0 | 0 | 0 | 0.628 | 0 | 0 | 0
6487 | 0 | 0.35503 | 441.6032 | 0 | 0 | 0 | 0 | 0 | 0 | 0 | 0 | 0 | 0 | 0.64526 | 0.29023 | 0 | 0
6488 | 0.70694 | 0 | 442.1031 | 0 | 0 | 0 | 0 | 0 | 0 | 0 | 0 | 0 | 0 | 0.66976 | 1.3767 | 0 | 0
6489 | 1.8181 | 0 | 443.3887 | 0 | 0 | 0 | 0 | 0 | 0 | 0 | 0 | 0 | 0 | 0.68216 | 2.5003 | 0 | 0
6490 | 2.6655 | 0 | 445.2735 | 0 | 0 | 0 | 0 | 0 | 0 | 0 | 0 | 0 | 0 | 0.67738 | 3.3429 | 0 | 0
6491 | 3.2929 | 0 | 447.602 | 0 | 0 | 0 | 0 | 0 | 0 | 0 | 0 | 0 | 0 | 0.67168 | 3.9646 | 0 | 0
6492 | 3.5412 | 0 | 450.106 | 0 | 0 | 0 | 0 | 0 | 0 | 0 | 0 | 0 | 0 | 0.65997 | 4.2012 | 0 | 0
6493 | 3.4862 | 0 | 452.5711 | 0 | 0 | 0 | 0 | 0 | 0 | 0 | 0 | 0 | 0 | 0.65646 | 4.1426 | 0 | 0
6494 | 3.0771 | 0 | 454.747 | 0 | 0 | 0 | 0 | 0 | 0 | 0 | 0 | 0 | 0 | 0.66157 | 3.7387 | 0 | 0
6495 | 2.4118 | 0 | 456.4524 | 0 | 0 | 0 | 0 | 0 | 0 | 0 | 0 | 0 | 0 | 0.67342 | 3.0852 | 0 | 0
6496 | 0 | 0 | 456.4524 | 0 | 0 | 0 | 0 | 0 | 0 | 0 | 0 | 0 | 0 | 0.68396 | 2.1409 | 0 | 1.4569
6497 | 0 | 0 | 456.4524 | 0 | 0 | 0 | 0 | 0 | 0 | 0 | 0 | 0 | 0 | 0.69908 | 1.0054 | 0 | 0.30637
6498 | 0 | 0.6641 | 455.5132 | 0 | 0 | 0 | 0 | 0 | 0 | 0 | 0 | 0 | 0 | 0.72823 | 0.064125 | 0 | 0
6499 | 0 | 0.75097 | 454.4512 | 0 | 0 | 0 | 0 | 0 | 0 | 0 | 0 | 0 | 0 | 0.75097 | 0 | 0 | 0
6500 | 0 | 0.7337 | 453.4136 | 0 | 0 | 0 | 0 | 0 | 0 | 0 | 0 | 0 | 0 | 0.7337 | 0 | 0 | 0
6501 | 0 | 0.7053 | 452.4161 | 0 | 0 | 0 | 0 | 0 | 0 | 0 | 0 | 0 | 0 | 0.7053 | 0 | 0 | 0
6502 | 0 | 0.66609 | 451.4741 | 0 | 0 | 0 | 0 | 0 | 0 | 0 | 0 | 0 | 0 | 0.66609 | 0 | 0 | 0
6503 | 0 | 0.62999 | 450.5832 | 0 | 0 | 0 | 0 | 0 | 0 | 0 | 0 | 0 | 0 | 0.62999 | 0 | 0 | 0
6504 | 0 | 0.60729 | 449.7243 | 0 | 0 | 0 | 0 | 0 | 0 | 0 | 0 | 0 | 0 | 0.60729 | 0 | 0 | 0
6505 | 0 | 0.59161 | 448.8877 | 0 | 0 | 0 | 0 | 0 | 0 | 0 | 0 | 0 | 0 | 0.59161 | 0 | 0 | 0
6506 | 0 | 0.57613 | 448.0729 | 0 | 0 | 0 | 0 | 0 | 0 | 0 | 0 | 0 | 0 | 0.57613 | 0 | 0 | 0
6507 | 0 | 0.56063 | 447.2801 | 0 | 0 | 0 | 0 | 0 | 0 | 0 | 0 | 0 | 0 | 0.56063 | 0 | 0 | 0
6508 | 0 | 0.56215 | 446.4851 | 0 | 0 | 0 | 0 | 0 | 0 | 0 | 0 | 0 | 0 | 0.56215 | 0 | 0 | 0
6509 | 0 | 0.5654 | 445.6855 | 0 | 0 | 0 | 0 | 0 | 0 | 0 | 0 | 0 | 0 | 0.5654 | 0 | 0 | 0
6510 | 0 | 0.5766 | 444.87 | 0 | 0 | 0 | 0 | 0 | 0 | 0 | 0 | 0 | 0 | 0.5766 | 0 | 0 | 0
6511 | 0 | 0.26215 | 444.4993 | 0 | 0 | 0 | 0 | 0 | 0 | 0 | 0 | 0 | 0 | 0.5773 | 0.31515 | 0 | 0
6512 | 0.87992 | 0 | 445.1215 | 0 | 0 | 0 | 0 | 0 | 0 | 0 | 0 | 0 | 0 | 0.57668 | 1.4566 | 0 | 0
6513 | 2.0333 | 0 | 446.5593 | 0 | 0 | 0 | 0 | 0 | 0 | 0 | 0 | 0 | 0 | 0.57847 | 2.6118 | 0 | 0
6514 | 2.9036 | 0 | 448.6125 | 0 | 0 | 0 | 0 | 0 | 0 | 0 | 0 | 0 | 0 | 0.57157 | 3.4752 | 0 | 0
6515 | 3.3473 | 0 | 450.9794 | 0 | 0 | 0 | 0 | 0 | 0 | 0 | 0 | 0 | 0 | 0.57145 | 3.9188 | 0 | 0
6516 | 3.5761 | 0 | 453.5081 | 0 | 0 | 0 | 0 | 0 | 0 | 0 | 0 | 0 | 0 | 0.57145 | 4.1476 | 0 | 0
6517 | 3.5047 | 0 | 455.9863 | 0 | 0 | 0 | 0 | 0 | 0 | 0 | 0 | 0 | 0 | 0.57145 | 4.0762 | 0 | 0
6518 | 3.2595 | 0 | 458.2911 | 0 | 0 | 0 | 0 | 0 | 0 | 0 | 0 | 0 | 0 | 0.58655 | 3.846 | 0 | 0
6519 | 2.5995 | 0 | 460.1292 | 0 | 0 | 0 | 0 | 0 | 0 | 0 | 0 | 0 | 0 | 0.61304 | 3.2125 | 0 | 0
6520 | 1.6391 | 0 | 461.2883 | 0 | 0 | 0 | 0 | 0 | 0 | 0 | 0 | 0 | 0 | 0.64195 | 2.2811 | 0 | 0
6521 | 0 | 0 | 461.2883 | 0 | 0 | 0 | 0 | 0 | 0 | 0 | 0 | 0 | 0 | 0.6697 | 1.0929 | 0 | 0.42315
6522 | 0 | 0.63029 | 460.3969 | 0 | 0 | 0 | 0 | 0 | 0 | 0 | 0 | 0 | 0 | 0.70894 | 0.07865 | 0 | 0
6523 | 0 | 0.74006 | 459.3503 | 0 | 0 | 0 | 0 | 0 | 0 | 0 | 0 | 0 | 0 | 0.74006 | 0 | 0 | 0
6524 | 0 | 0.72288 | 458.328 | 0 | 0 | 0 | 0 | 0 | 0 | 0 | 0 | 0 | 0 | 0.72288 | 0 | 0 | 0
6525 | 0 | 0.68867 | 457.3541 | 0 | 0 | 0 | 0 | 0 | 0 | 0 | 0 | 0 | 0 | 0.68867 | 0 | 0 | 0
6526 | 0 | 0.64304 | 456.4447 | 0 | 0 | 0 | 0 | 0 | 0 | 0 | 0 | 0 | 0 | 0.64304 | 0 | 0 | 0
6527 | 0 | 0.60672 | 455.5866 | 0 | 0 | 0 | 0 | 0 | 0 | 0 | 0 | 0 | 0 | 0.60672 | 0 | 0 | 0
6528 | 0 | 0.58416 | 454.7605 | 0 | 0 | 0 | 0 | 0 | 0 | 0 | 0 | 0 | 0 | 0.58416 | 0 | 0 | 0
6529 | 0 | 0.56481 | 453.9617 | 0 | 0 | 0 | 0 | 0 | 0 | 0 | 0 | 0 | 0 | 0.56481 | 0 | 0 | 0
6530 | 0 | 0.55489 | 453.177 | 0 | 0 | 0 | 0 | 0 | 0 | 0 | 0 | 0 | 0 | 0.55489 | 0 | 0 | 0
6531 | 0 | 0.55248 | 452.3957 | 0 | 0 | 0 | 0 | 0 | 0 | 0 | 0 | 0 | 0 | 0.55248 | 0 | 0 | 0
6532 | 0 | 0.56763 | 451.5929 | 0 | 0 | 0 | 0 | 0 | 0 | 0 | 0 | 0 | 0 | 0.56763 | 0 | 0 | 0
6533 | 0 | 0.60205 | 450.7415 | 0 | 0 | 0 | 0 | 0 | 0 | 0 | 0 | 0 | 0 | 0.60205 | 0 | 0 | 0
6534 | 0 | 0.66005 | 449.8081 | 0 | 0 | 0 | 0 | 0 | 0 | 0 | 0 | 0 | 0 | 0.66005 | 0 | 0 | 0
6535 | 0 | 0.33604 | 449.3328 | 0 | 0 | 0 | 0 | 0 | 0 | 0 | 0 | 0 | 0 | 0.68685 | 0.3508 | 0 | 0
6536 | 0.89488 | 0 | 449.9656 | 0 | 0 | 0 | 0 | 0 | 0 | 0 | 0 | 0 | 0 | 0.68372 | 1.5786 | 0 | 0
6537 | 2.0973 | 0 | 451.4486 | 0 | 0 | 0 | 0 | 0 | 0 | 0 | 0 | 0 | 0 | 0.67078 | 2.7681 | 0 | 0
6538 | 2.3158 | 0 | 453.0861 | 0 | 0 | 0 | 0 | 0 | 0 | 0 | 0 | 0 | 0 | 0.65994 | 2.9758 | 0 | 0
6539 | 3.554 | 0 | 455.5992 | 0 | 0 | 0 | 0 | 0 | 0 | 0 | 0 | 0 | 0 | 0.65409 | 4.2081 | 0 | 0
6540 | 3.7923 | 0 | 458.2807 | 0 | 0 | 0 | 0 | 0 | 0 | 0 | 0 | 0 | 0 | 0.64938 | 4.4417 | 0 | 0
6541 | 3.6943 | 0 | 460.893 | 0 | 0 | 0 | 0 | 0 | 0 | 0 | 0 | 0 | 0 | 0.65964 | 4.354 | 0 | 0
6542 | 3.2644 | 0 | 463.2013 | 0 | 0 | 0 | 0 | 0 | 0 | 0 | 0 | 0 | 0 | 0.68709 | 3.9514 | 0 | 0
6543 | 2.5922 | 0 | 465.0342 | 0 | 0 | 0 | 0 | 0 | 0 | 0 | 0 | 0 | 0 | 0.69867 | 3.2909 | 0 | 0
6544 | 1.6055 | 0 | 466.1695 | 0 | 0 | 0 | 0 | 0 | 0 | 0 | 0 | 0 | 0 | 0.7101 | 2.3157 | 0 | 0
6545 | 0 | 0 | 466.1695 | 0 | 0 | 0 | 0 | 0 | 0 | 0 | 0 | 0 | 0 | 0.73795 | 1.1061 | 0 | 0.3682
6546 | 0 | 0.70915 | 465.1666 | 0 | 0 | 0 | 0 | 0 | 0 | 0 | 0 | 0 | 0 | 0.7711 | 0.06195 | 0 | 0
6547 | 0 | 0.79376 | 464.0441 | 0 | 0 | 0 | 0 | 0 | 0 | 0 | 0 | 0 | 0 | 0.79376 | 0 | 0 | 0
6548 | 0 | 0.77132 | 462.9533 | 0 | 0 | 0 | 0 | 0 | 0 | 0 | 0 | 0 | 0 | 0.77132 | 0 | 0 | 0
6549 | 0 | 0.72859 | 461.9229 | 0 | 0 | 0 | 0 | 0 | 0 | 0 | 0 | 0 | 0 | 0.72859 | 0 | 0 | 0
6550 | 0 | 0.67336 | 460.9706 | 0 | 0 | 0 | 0 | 0 | 0 | 0 | 0 | 0 | 0 | 0.67336 | 0 | 0 | 0
6551 | 0 | 0.63271 | 460.0758 | 0 | 0 | 0 | 0 | 0 | 0 | 0 | 0 | 0 | 0 | 0.63271 | 0 | 0 | 0
6552 | 0 | 0.578 | 459.2584 | 0 | 0 | 0 | 0 | 0 | 0 | 0 | 0 | 0 | 0 | 0.578 | 0 | 0 | 0
6553 | 0 | 0.55796 | 458.4693 | 0 | 0 | 0 | 0 | 0 | 0 | 0 | 0 | 0 | 0 | 0.55796 | 0 | 0 | 0
6554 | 0 | 0.54419 | 457.6997 | 0 | 0 | 0 | 0 | 0 | 0 | 0 | 0 | 0 | 0 | 0.54419 | 0 | 0 | 0
6555 | 0 | 0.54322 | 456.9315 | 0 | 0 | 0 | 0 | 0 | 0 | 0 | 0 | 0 | 0 | 0.54322 | 0 | 0 | 0
6556 | 0 | 0.5513 | 456.1518 | 0 | 0 | 0 | 0 | 0 | 0 | 0 | 0 | 0 | 0 | 0.5513 | 0 | 0 | 0
6557 | 0 | 0.58616 | 455.3229 | 0 | 0 | 0 | 0 | 0 | 0 | 0 | 0 | 0 | 0 | 0.58616 | 0 | 0 | 0
6558 | 0 | 0.64153 | 454.4156 | 0 | 0 | 0 | 0 | 0 | 0 | 0 | 0 | 0 | 0 | 0.64153 | 0 | 0 | 0
6559 | 0 | 0.29599 | 453.997 | 0 | 0 | 0 | 0 | 0 | 0 | 0 | 0 | 0 | 0 | 0.65727 | 0.36128 | 0 | 0
6560 | 0.98109 | 0 | 454.6908 | 0 | 0 | 0 | 0 | 0 | 0 | 0 | 0 | 0 | 0 | 0.66361 | 1.6447 | 0 | 0
6561 | 2.2426 | 0 | 456.2765 | 0 | 0 | 0 | 0 | 0 | 0 | 0 | 0 | 0 | 0 | 0.66832 | 2.911 | 0 | 0
6562 | 3.1665 | 0 | 458.5156 | 0 | 0 | 0 | 0 | 0 | 0 | 0 | 0 | 0 | 0 | 0.66257 | 3.8291 | 0 | 0
6563 | 3.8119 | 0 | 461.211 | 0 | 0 | 0 | 0 | 0 | 0 | 0 | 0 | 0 | 0 | 0.63925 | 4.4512 | 0 | 0
6564 | 4.0575 | 0 | 464.0801 | 0 | 0 | 0 | 0 | 0 | 0 | 0 | 0 | 0 | 0 | 0.65014 | 4.7077 | 0 | 0
6565 | 3.9728 | 0 | 466.8893 | 0 | 0 | 0 | 0 | 0 | 0 | 0 | 0 | 0 | 0 | 0.66474 | 4.6375 | 0 | 0
6566 | 3.5608 | 0 | 469.4071 | 0 | 0 | 0 | 0 | 0 | 0 | 0 | 0 | 0 | 0 | 0.67374 | 4.2345 | 0 | 0
6567 | 2.8242 | 0 | 471.4041 | 0 | 0 | 0 | 0 | 0 | 0 | 0 | 0 | 0 | 0 | 0.68755 | 3.5117 | 0 | 0
6568 | 1.7684 | 0 | 472.6545 | 0 | 0 | 0 | 0 | 0 | 0 | 0 | 0 | 0 | 0 | 0.70879 | 2.4771 | 0 | 0
6569 | 0 | 0 | 472.6545 | 0 | 0 | 0 | 0 | 0 | 0 | 0 | 0 | 0 | 0 | 0.73715 | 1.174 | 0 | 0.43685
6570 | 0 | 0.70559 | 471.6567 | 0 | 0 | 0 | 0 | 0 | 0 | 0 | 0 | 0 | 0 | 0.76921 | 0.063625 | 0 | 0
6571 | 0 | 0.79715 | 470.5293 | 0 | 0 | 0 | 0 | 0 | 0 | 0 | 0 | 0 | 0 | 0.79715 | 0 | 0 | 0
6572 | 0 | 0.77687 | 469.4307 | 0 | 0 | 0 | 0 | 0 | 0 | 0 | 0 | 0 | 0 | 0.77687 | 0 | 0 | 0
6573 | 0 | 0.73776 | 468.3873 | 0 | 0 | 0 | 0 | 0 | 0 | 0 | 0 | 0 | 0 | 0.73776 | 0 | 0 | 0
6574 | 0 | 0.67772 | 467.4289 | 0 | 0 | 0 | 0 | 0 | 0 | 0 | 0 | 0 | 0 | 0.67772 | 0 | 0 | 0
6575 | 0 | 0.62636 | 466.5431 | 0 | 0 | 0 | 0 | 0 | 0 | 0 | 0 | 0 | 0 | 0.62636 | 0 | 0 | 0
6576 | 0 | 0.60555 | 465.6867 | 0 | 0 | 0 | 0 | 0 | 0 | 0 | 0 | 0 | 0 | 0.60555 | 0 | 0 | 0
6577 | 0 | 0.58722 | 464.8563 | 0 | 0 | 0 | 0 | 0 | 0 | 0 | 0 | 0 | 0 | 0.58722 | 0 | 0 | 0
6578 | 0 | 0.57471 | 464.0435 | 0 | 0 | 0 | 0 | 0 | 0 | 0 | 0 | 0 | 0 | 0.57471 | 0 | 0 | 0
6579 | 0 | 0.56615 | 463.2428 | 0 | 0 | 0 | 0 | 0 | 0 | 0 | 0 | 0 | 0 | 0.56615 | 0 | 0 | 0
6580 | 0 | 0.57371 | 462.4315 | 0 | 0 | 0 | 0 | 0 | 0 | 0 | 0 | 0 | 0 | 0.57371 | 0 | 0 | 0
6581 | 0 | 0.60737 | 461.5725 | 0 | 0 | 0 | 0 | 0 | 0 | 0 | 0 | 0 | 0 | 0.60737 | 0 | 0 | 0
6582 | 0 | 0.66901 | 460.6264 | 0 | 0 | 0 | 0 | 0 | 0 | 0 | 0 | 0 | 0 | 0.66901 | 0 | 0 | 0
6583 | 0 | 0.32829 | 460.1621 | 0 | 0 | 0 | 0 | 0 | 0 | 0 | 0 | 0 | 0 | 0.69091 | 0.36262 | 0 | 0
6584 | 0.99748 | 0 | 460.8675 | 0 | 0 | 0 | 0 | 0 | 0 | 0 | 0 | 0 | 0 | 0.68002 | 1.6775 | 0 | 0
6585 | 2.3027 | 0 | 462.4957 | 0 | 0 | 0 | 0 | 0 | 0 | 0 | 0 | 0 | 0 | 0.67539 | 2.9781 | 0 | 0
6586 | 3.2663 | 0 | 464.8054 | 0 | 0 | 0 | 0 | 0 | 0 | 0 | 0 | 0 | 0 | 0.67367 | 3.94 | 0 | 0
6587 | 3.9348 | 0 | 467.5877 | 0 | 0 | 0 | 0 | 0 | 0 | 0 | 0 | 0 | 0 | 0.67114 | 4.6059 | 0 | 0
6588 | 4.2085 | 0 | 470.5636 | 0 | 0 | 0 | 0 | 0 | 0 | 0 | 0 | 0 | 0 | 0.67878 | 4.8873 | 0 | 0
6589 | 4.1012 | 0 | 473.4636 | 0 | 0 | 0 | 0 | 0 | 0 | 0 | 0 | 0 | 0 | 0.69317 | 4.7944 | 0 | 0
6590 | 3.5831 | 0 | 475.9972 | 0 | 0 | 0 | 0 | 0 | 0 | 0 | 0 | 0 | 0 | 0.70761 | 4.2907 | 0 | 0
6591 | 2.806 | 0 | 477.9814 | 0 | 0 | 0 | 0 | 0 | 0 | 0 | 0 | 0 | 0 | 0.73108 | 3.5371 | 0 | 0
6592 | 1.6789 | 0 | 479.1685 | 0 | 0 | 0 | 0 | 0 | 0 | 0 | 0 | 0 | 0 | 0.75184 | 2.4307 | 0 | 0
6593 | 0 | 0 | 479.1685 | 0 | 0 | 0 | 0 | 0 | 0 | 0 | 0 | 0 | 0 | 0.77826 | 1.1152 | 0 | 0.33694
6594 | 0 | 0.75776 | 478.0969 | 0 | 0 | 0 | 0 | 0 | 0 | 0 | 0 | 0 | 0 | 0.80321 | 0.04545 | 0 | 0
6595 | 0 | 0.81795 | 476.9401 | 0 | 0 | 0 | 0 | 0 | 0 | 0 | 0 | 0 | 0 | 0.81795 | 0 | 0 | 0
6596 | 0 | 0.7944 | 475.8167 | 0 | 0 | 0 | 0 | 0 | 0 | 0 | 0 | 0 | 0 | 0.7944 | 0 | 0 | 0
6597 | 0 | 0.75273 | 474.7521 | 0 | 0 | 0 | 0 | 0 | 0 | 0 | 0 | 0 | 0 | 0.75273 | 0 | 0 | 0
6598 | 0 | 0.69881 | 473.7639 | 0 | 0 | 0 | 0 | 0 | 0 | 0 | 0 | 0 | 0 | 0.69881 | 0 | 0 | 0
6599 | 0 | 0.64975 | 472.845 | 0 | 0 | 0 | 0 | 0 | 0 | 0 | 0 | 0 | 0 | 0.64975 | 0 | 0 | 0
6600 | 0 | 0.61406 | 471.9766 | 0 | 0 | 0 | 0 | 0 | 0 | 0 | 0 | 0 | 0 | 0.61406 | 0 | 0 | 0
6601 | 0 | 0.59031 | 471.1417 | 0 | 0 | 0 | 0 | 0 | 0 | 0 | 0 | 0 | 0 | 0.59031 | 0 | 0 | 0
6602 | 0 | 0.57632 | 470.3267 | 0 | 0 | 0 | 0 | 0 | 0 | 0 | 0 | 0 | 0 | 0.57632 | 0 | 0 | 0
6603 | 0 | 0.57071 | 469.5196 | 0 | 0 | 0 | 0 | 0 | 0 | 0 | 0 | 0 | 0 | 0.57071 | 0 | 0 | 0
6604 | 0 | 0.58363 | 468.6942 | 0 | 0 | 0 | 0 | 0 | 0 | 0 | 0 | 0 | 0 | 0.58363 | 0 | 0 | 0
6605 | 0 | 0.62193 | 467.8147 | 0 | 0 | 0 | 0 | 0 | 0 | 0 | 0 | 0 | 0 | 0.62193 | 0 | 0 | 0
6606 | 0 | 0.68386 | 466.8476 | 0 | 0 | 0 | 0 | 0 | 0 | 0 | 0 | 0 | 0 | 0.68386 | 0 | 0 | 0
6607 | 0 | 0.35498 | 466.3455 | 0 | 0 | 0 | 0 | 0 | 0 | 0 | 0 | 0 | 0 | 0.70743 | 0.35245 | 0 | 0
6608 | 0.92718 | 0 | 467.0012 | 0 | 0 | 0 | 0 | 0 | 0 | 0 | 0 | 0 | 0 | 0.69837 | 1.6256 | 0 | 0
6609 | 2.1838 | 0 | 468.5454 | 0 | 0 | 0 | 0 | 0 | 0 | 0 | 0 | 0 | 0 | 0.69925 | 2.8831 | 0 | 0
6610 | 0 | 0 | 468.5454 | 0 | 0 | 0 | 0 | 0 | 0 | 0 | 0 | 0 | 0 | 0.69856 | 3.7991 | 0 | 3.1005
6611 | 0 | 0 | 468.5454 | 0 | 0 | 0 | 0 | 0 | 0 | 0 | 0 | 0 | 0 | 0.69217 | 3.231 | 0 | 2.5388
6612 | 0 | 0 | 468.5454 | 0 | 0 | 0 | 0 | 0 | 0 | 0 | 0 | 0 | 0 | 0.69393 | 3.29 | 0 | 2.596
6613 | 0 | 0 | 468.5454 | 0 | 0 | 0 | 0 | 0 | 0 | 0 | 0 | 0 | 0 | 0.7024 | 3.0705 | 0 | 2.3681
6614 | 0 | 0 | 468.5454 | 0 | 0 | 0 | 0 | 0 | 0 | 0 | 0 | 0 | 0 | 0.71731 | 1.2994 | 0 | 0.58214
6615 | 0 | 0.006648 | 468.536 | 0 | 0 | 0 | 0 | 0 | 0 | 0 | 0 | 0 | 0 | 0.7372 | 0.73055 | 0 | 0
6616 | 0 | 0.1226 | 468.3626 | 0 | 0 | 0 | 0 | 0 | 0 | 0 | 0 | 0 | 0 | 0.7531 | 0.6305 | 0 | 0
6617 | 0 | 0.4853 | 467.6763 | 0 | 0 | 0 | 0 | 0 | 0 | 0 | 0 | 0 | 0 | 0.77305 | 0.28775 | 0 | 0
6618 | 0 | 0.79512 | 466.5518 | 0 | 0 | 0 | 0 | 0 | 0 | 0 | 0 | 0 | 0 | 0.79512 | 0 | 0 | 0
6619 | 0 | 0.80941 | 465.4071 | 0 | 0 | 0 | 0 | 0 | 0 | 0 | 0 | 0 | 0 | 0.80941 | 0 | 0 | 0
6620 | 0 | 0.78415 | 464.2982 | 0 | 0 | 0 | 0 | 0 | 0 | 0 | 0 | 0 | 0 | 0.78415 | 0 | 0 | 0
6621 | 0 | 0.74223 | 463.2485 | 0 | 0 | 0 | 0 | 0 | 0 | 0 | 0 | 0 | 0 | 0.74223 | 0 | 0 | 0
6622 | 0 | 0.68146 | 462.2848 | 0 | 0 | 0 | 0 | 0 | 0 | 0 | 0 | 0 | 0 | 0.68146 | 0 | 0 | 0
6623 | 0 | 0.63641 | 461.3847 | 0 | 0 | 0 | 0 | 0 | 0 | 0 | 0 | 0 | 0 | 0.63641 | 0 | 0 | 0
6624 | 0 | 0.60652 | 460.527 | 0 | 0 | 0 | 0 | 0 | 0 | 0 | 0 | 0 | 0 | 0.60652 | 0 | 0 | 0
6625 | 0 | 0.58238 | 459.7034 | 0 | 0 | 0 | 0 | 0 | 0 | 0 | 0 | 0 | 0 | 0.58238 | 0 | 0 | 0
6626 | 0 | 0.56344 | 458.9066 | 0 | 0 | 0 | 0 | 0 | 0 | 0 | 0 | 0 | 0 | 0.56344 | 0 | 0 | 0
6627 | 0 | 0.56231 | 458.1113 | 0 | 0 | 0 | 0 | 0 | 0 | 0 | 0 | 0 | 0 | 0.56231 | 0 | 0 | 0
6628 | 0 | 0.57305 | 457.3009 | 0 | 0 | 0 | 0 | 0 | 0 | 0 | 0 | 0 | 0 | 0.57305 | 0 | 0 | 0
6629 | 0 | 0.60999 | 456.4383 | 0 | 0 | 0 | 0 | 0 | 0 | 0 | 0 | 0 | 0 | 0.60999 | 0 | 0 | 0
6630 | 0 | 0.67401 | 455.4851 | 0 | 0 | 0 | 0 | 0 | 0 | 0 | 0 | 0 | 0 | 0.67401 | 0 | 0 | 0
6631 | 0 | 0.35702 | 454.9802 | 0 | 0 | 0 | 0 | 0 | 0 | 0 | 0 | 0 | 0 | 0.69839 | 0.34137 | 0 | 0
6632 | 0.8936 | 0 | 455.612 | 0 | 0 | 0 | 0 | 0 | 0 | 0 | 0 | 0 | 0 | 0.70085 | 1.5944 | 0 | 0
6633 | 2.1159 | 0 | 457.1082 | 0 | 0 | 0 | 0 | 0 | 0 | 0 | 0 | 0 | 0 | 0.69692 | 2.8128 | 0 | 0
6634 | 3.0243 | 0 | 459.2467 | 0 | 0 | 0 | 0 | 0 | 0 | 0 | 0 | 0 | 0 | 0.68418 | 3.7085 | 0 | 0
6635 | 3.6175 | 0 | 461.8046 | 0 | 0 | 0 | 0 | 0 | 0 | 0 | 0 | 0 | 0 | 0.67955 | 4.297 | 0 | 0
6636 | 3.8566 | 0 | 464.5317 | 0 | 0 | 0 | 0 | 0 | 0 | 0 | 0 | 0 | 0 | 0.68011 | 4.5367 | 0 | 0
6637 | 3.7598 | 0 | 467.1903 | 0 | 0 | 0 | 0 | 0 | 0 | 0 | 0 | 0 | 0 | 0.69257 | 4.4524 | 0 | 0
6638 | 3.3226 | 0 | 469.5397 | 0 | 0 | 0 | 0 | 0 | 0 | 0 | 0 | 0 | 0 | 0.70805 | 4.0306 | 0 | 0
6639 | 2.6415 | 0 | 471.4075 | 0 | 0 | 0 | 0 | 0 | 0 | 0 | 0 | 0 | 0 | 0.72182 | 3.3633 | 0 | 0
6640 | 1.5936 | 0 | 472.5343 | 0 | 0 | 0 | 0 | 0 | 0 | 0 | 0 | 0 | 0 | 0.7364 | 2.33 | 0 | 0
6641 | 0 | 0 | 472.5343 | 0 | 0 | 0 | 0 | 0 | 0 | 0 | 0 | 0 | 0 | 0.75474 | 1.0631 | 0 | 0.30831
6642 | 0 | 0.77416 | 471.4395 | 0 | 0 | 0 | 0 | 0 | 0 | 0 | 0 | 0 | 0 | 0.77416 | 0 | 0 | 0
6643 | 0 | 0.78658 | 470.3271 | 0 | 0 | 0 | 0 | 0 | 0 | 0 | 0 | 0 | 0 | 0.78658 | 0 | 0 | 0
6644 | 0 | 0.76236 | 469.249 | 0 | 0 | 0 | 0 | 0 | 0 | 0 | 0 | 0 | 0 | 0.76236 | 0 | 0 | 0
6645 | 0 | 0.73096 | 468.2152 | 0 | 0 | 0 | 0 | 0 | 0 | 0 | 0 | 0 | 0 | 0.73096 | 0 | 0 | 0
6646 | 0 | 0.6882 | 467.242 | 0 | 0 | 0 | 0 | 0 | 0 | 0 | 0 | 0 | 0 | 0.6882 | 0 | 0 | 0
6647 | 0 | 0.64263 | 466.3331 | 0 | 0 | 0 | 0 | 0 | 0 | 0 | 0 | 0 | 0 | 0.64263 | 0 | 0 | 0
6648 | 0 | 0.60619 | 465.4759 | 0 | 0 | 0 | 0 | 0 | 0 | 0 | 0 | 0 | 0 | 0.60619 | 0 | 0 | 0
6649 | 0 | 0.58244 | 464.6522 | 0 | 0 | 0 | 0 | 0 | 0 | 0 | 0 | 0 | 0 | 0.58244 | 0 | 0 | 0
6650 | 0 | 0.56586 | 463.8519 | 0 | 0 | 0 | 0 | 0 | 0 | 0 | 0 | 0 | 0 | 0.56586 | 0 | 0 | 0
6651 | 0 | 0.55593 | 463.0657 | 0 | 0 | 0 | 0 | 0 | 0 | 0 | 0 | 0 | 0 | 0.55593 | 0 | 0 | 0
6652 | 0 | 0.55869 | 462.2756 | 0 | 0 | 0 | 0 | 0 | 0 | 0 | 0 | 0 | 0 | 0.55869 | 0 | 0 | 0
6653 | 0 | 0.57345 | 461.4646 | 0 | 0 | 0 | 0 | 0 | 0 | 0 | 0 | 0 | 0 | 0.57345 | 0 | 0 | 0
6654 | 0 | 0.59783 | 460.6192 | 0 | 0 | 0 | 0 | 0 | 0 | 0 | 0 | 0 | 0 | 0.59783 | 0 | 0 | 0
6655 | 0 | 0.28308 | 460.2188 | 0 | 0 | 0 | 0 | 0 | 0 | 0 | 0 | 0 | 0 | 0.6061 | 0.32303 | 0 | 0
6656 | 0.98947 | 0 | 460.9185 | 0 | 0 | 0 | 0 | 0 | 0 | 0 | 0 | 0 | 0 | 0.61288 | 1.6023 | 0 | 0
6657 | 2.2428 | 0 | 462.5044 | 0 | 0 | 0 | 0 | 0 | 0 | 0 | 0 | 0 | 0 | 0.60962 | 2.8524 | 0 | 0
6658 | 3.1876 | 0 | 464.7584 | 0 | 0 | 0 | 0 | 0 | 0 | 0 | 0 | 0 | 0 | 0.60846 | 3.7961 | 0 | 0
6659 | 3.7726 | 0 | 467.426 | 0 | 0 | 0 | 0 | 0 | 0 | 0 | 0 | 0 | 0 | 0.60543 | 4.378 | 0 | 0
6660 | 4.0329 | 0 | 470.2777 | 0 | 0 | 0 | 0 | 0 | 0 | 0 | 0 | 0 | 0 | 0.60145 | 4.6344 | 0 | 0
6661 | 3.9444 | 0 | 473.0668 | 0 | 0 | 0 | 0 | 0 | 0 | 0 | 0 | 0 | 0 | 0.61132 | 4.5557 | 0 | 0
6662 | 3.5196 | 0 | 475.5555 | 0 | 0 | 0 | 0 | 0 | 0 | 0 | 0 | 0 | 0 | 0.63514 | 4.1547 | 0 | 0
6663 | 2.7704 | 0 | 477.5145 | 0 | 0 | 0 | 0 | 0 | 0 | 0 | 0 | 0 | 0 | 0.6646 | 3.435 | 0 | 0
6664 | 1.7104 | 0 | 478.7239 | 0 | 0 | 0 | 0 | 0 | 0 | 0 | 0 | 0 | 0 | 0.70318 | 2.4136 | 0 | 0
6665 | 0.38371 | 0 | 478.9953 | 0 | 0 | 0 | 0 | 0 | 0 | 0 | 0 | 0 | 0 | 0.72669 | 1.1104 | 0 | 0
6666 | 0 | 0.75589 | 477.9263 | 0 | 0 | 0 | 0 | 0 | 0 | 0 | 0 | 0 | 0 | 0.75589 | 0 | 0 | 0
6667 | 0 | 0.76455 | 476.845 | 0 | 0 | 0 | 0 | 0 | 0 | 0 | 0 | 0 | 0 | 0.76455 | 0 | 0 | 0
6668 | 0 | 0.7381 | 475.8012 | 0 | 0 | 0 | 0 | 0 | 0 | 0 | 0 | 0 | 0 | 0.7381 | 0 | 0 | 0
6669 | 0 | 0.70743 | 474.8008 | 0 | 0 | 0 | 0 | 0 | 0 | 0 | 0 | 0 | 0 | 0.70743 | 0 | 0 | 0
6670 | 0 | 0.66509 | 473.8602 | 0 | 0 | 0 | 0 | 0 | 0 | 0 | 0 | 0 | 0 | 0.66509 | 0 | 0 | 0
6671 | 0 | 0.62418 | 472.9775 | 0 | 0 | 0 | 0 | 0 | 0 | 0 | 0 | 0 | 0 | 0.62418 | 0 | 0 | 0
6672 | 0 | 0.58936 | 472.144 | 0 | 0 | 0 | 0 | 0 | 0 | 0 | 0 | 0 | 0 | 0.58936 | 0 | 0 | 0
6673 | 0 | 0.56575 | 471.3439 | 0 | 0 | 0 | 0 | 0 | 0 | 0 | 0 | 0 | 0 | 0.56575 | 0 | 0 | 0
6674 | 0 | 0.54783 | 470.5692 | 0 | 0 | 0 | 0 | 0 | 0 | 0 | 0 | 0 | 0 | 0.54783 | 0 | 0 | 0
6675 | 0 | 0.53654 | 469.8104 | 0 | 0 | 0 | 0 | 0 | 0 | 0 | 0 | 0 | 0 | 0.53654 | 0 | 0 | 0
6676 | 0 | 0.53342 | 469.056 | 0 | 0 | 0 | 0 | 0 | 0 | 0 | 0 | 0 | 0 | 0.53342 | 0 | 0 | 0
6677 | 0 | 0.54196 | 468.2896 | 0 | 0 | 0 | 0 | 0 | 0 | 0 | 0 | 0 | 0 | 0.54196 | 0 | 0 | 0
6678 | 0 | 0.55722 | 467.5015 | 0 | 0 | 0 | 0 | 0 | 0 | 0 | 0 | 0 | 0 | 0.55722 | 0 | 0 | 0
6679 | 0 | 0.22779 | 467.1794 | 0 | 0 | 0 | 0 | 0 | 0 | 0 | 0 | 0 | 0 | 0.55824 | 0.33045 | 0 | 0
6680 | 1.0594 | 0 | 467.9285 | 0 | 0 | 0 | 0 | 0 | 0 | 0 | 0 | 0 | 0 | 0.56683 | 1.6262 | 0 | 0
6681 | 2.315 | 0 | 469.5654 | 0 | 0 | 0 | 0 | 0 | 0 | 0 | 0 | 0 | 0 | 0.56858 | 2.8836 | 0 | 0
6682 | 3.2355 | 0 | 471.8533 | 0 | 0 | 0 | 0 | 0 | 0 | 0 | 0 | 0 | 0 | 0.57298 | 3.8085 | 0 | 0
6683 | 3.8478 | 0 | 474.5741 | 0 | 0 | 0 | 0 | 0 | 0 | 0 | 0 | 0 | 0 | 0.57616 | 4.4239 | 0 | 0
6684 | 4.0666 | 0 | 477.4496 | 0 | 0 | 0 | 0 | 0 | 0 | 0 | 0 | 0 | 0 | 0.59095 | 4.6575 | 0 | 0
6685 | 3.9596 | 0 | 480.2495 | 0 | 0 | 0 | 0 | 0 | 0 | 0 | 0 | 0 | 0 | 0.61735 | 4.577 | 0 | 0
6686 | 3.5066 | 0 | 482.7291 | 0 | 0 | 0 | 0 | 0 | 0 | 0 | 0 | 0 | 0 | 0.65247 | 4.1591 | 0 | 0
6687 | 2.7259 | 0 | 484.6565 | 0 | 0 | 0 | 0 | 0 | 0 | 0 | 0 | 0 | 0 | 0.69332 | 3.4192 | 0 | 0
6688 | 0 | 0 | 484.6565 | 0 | 0 | 0 | 0 | 0 | 0 | 0 | 0 | 0 | 0 | 0.74246 | 2.3669 | 0 | 1.6244
6689 | 0.27167 | 0 | 484.8486 | 0 | 0 | 0 | 0 | 0 | 0 | 0 | 0 | 0 | 0 | 0.78213 | 1.0538 | 0 | 0
6690 | 0 | 0.80204 | 483.7144 | 0 | 0 | 0 | 0 | 0 | 0 | 0 | 0 | 0 | 0 | 0.80204 | 0 | 0 | 0
6691 | 0 | 0.81028 | 482.5685 | 0 | 0 | 0 | 0 | 0 | 0 | 0 | 0 | 0 | 0 | 0.81028 | 0 | 0 | 0
6692 | 0 | 0.78109 | 481.4638 | 0 | 0 | 0 | 0 | 0 | 0 | 0 | 0 | 0 | 0 | 0.78109 | 0 | 0 | 0
6693 | 0 | 0.73439 | 480.4253 | 0 | 0 | 0 | 0 | 0 | 0 | 0 | 0 | 0 | 0 | 0.73439 | 0 | 0 | 0
6694 | 0 | 0.6772 | 479.4675 | 0 | 0 | 0 | 0 | 0 | 0 | 0 | 0 | 0 | 0 | 0.6772 | 0 | 0 | 0
6695 | 0 | 0.62787 | 478.5796 | 0 | 0 | 0 | 0 | 0 | 0 | 0 | 0 | 0 | 0 | 0.62787 | 0 | 0 | 0
6696 | 0 | 0.5928 | 477.7413 | 0 | 0 | 0 | 0 | 0 | 0 | 0 | 0 | 0 | 0 | 0.5928 | 0 | 0 | 0
6697 | 0 | 0.5716 | 476.9329 | 0 | 0 | 0 | 0 | 0 | 0 | 0 | 0 | 0 | 0 | 0.5716 | 0 | 0 | 0
6698 | 0 | 0.55868 | 476.1428 | 0 | 0 | 0 | 0 | 0 | 0 | 0 | 0 | 0 | 0 | 0.55868 | 0 | 0 | 0
6699 | 0 | 0.55466 | 475.3584 | 0 | 0 | 0 | 0 | 0 | 0 | 0 | 0 | 0 | 0 | 0.55466 | 0 | 0 | 0
6700 | 0 | 0.56822 | 474.5548 | 0 | 0 | 0 | 0 | 0 | 0 | 0 | 0 | 0 | 0 | 0.56822 | 0 | 0 | 0
6701 | 0 | 0.60435 | 473.7001 | 0 | 0 | 0 | 0 | 0 | 0 | 0 | 0 | 0 | 0 | 0.60435 | 0 | 0 | 0
6702 | 0 | 0.66829 | 472.755 | 0 | 0 | 0 | 0 | 0 | 0 | 0 | 0 | 0 | 0 | 0.66829 | 0 | 0 | 0
6703 | 0 | 0.44462 | 472.1262 | 0 | 0 | 0 | 0 | 0 | 0 | 0 | 0 | 0 | 0 | 0.70452 | 0.2599 | 0 | 0
6704 | 0.55389 | 0 | 472.5179 | 0 | 0 | 0 | 0 | 0 | 0 | 0 | 0 | 0 | 0 | 0.71281 | 1.2667 | 0 | 0
6705 | 1.7309 | 0 | 473.7418 | 0 | 0 | 0 | 0 | 0 | 0 | 0 | 0 | 0 | 0 | 0.71179 | 2.4426 | 0 | 0
6706 | 2.4917 | 0 | 475.5037 | 0 | 0 | 0 | 0 | 0 | 0 | 0 | 0 | 0 | 0 | 0.71449 | 3.2062 | 0 | 0
6707 | 2.7926 | 0 | 477.4783 | 0 | 0 | 0 | 0 | 0 | 0 | 0 | 0 | 0 | 0 | 0.72398 | 3.5166 | 0 | 0
6708 | 3.0825 | 0 | 479.658 | 0 | 0 | 0 | 0 | 0 | 0 | 0 | 0 | 0 | 0 | 0.74411 | 3.8266 | 0 | 0
6709 | 2.9253 | 0 | 481.7266 | 0 | 0 | 0 | 0 | 0 | 0 | 0 | 0 | 0 | 0 | 0.77095 | 3.6963 | 0 | 0
6710 | 0 | 0 | 481.7266 | 0 | 0 | 0 | 0 | 0 | 0 | 0 | 0 | 0 | 0 | 0.808 | 3.153 | 0 | 2.3451
6711 | 1.6694 | 0 | 482.907 | 0 | 0 | 0 | 0 | 0 | 0 | 0 | 0 | 0 | 0 | 0.85308 | 2.5225 | 0 | 0
6712 | 0.835 | 0 | 483.4974 | 0 | 0 | 0 | 0 | 0 | 0 | 0 | 0 | 0 | 0 | 0.89075 | 1.7257 | 0 | 0
6713 | 0 | 0.15729 | 483.275 | 0 | 0 | 0 | 0 | 0 | 0 | 0 | 0 | 0 | 0 | 0.90734 | 0.75005 | 0 | 0
6714 | 0 | 0.89313 | 482.0119 | 0 | 0 | 0 | 0 | 0 | 0 | 0 | 0 | 0 | 0 | 0.89313 | 0 | 0 | 0
6715 | 0 | 0.8925 | 480.7497 | 0 | 0 | 0 | 0 | 0 | 0 | 0 | 0 | 0 | 0 | 0.8925 | 0 | 0 | 0
6716 | 0 | 0.856 | 479.5391 | 0 | 0 | 0 | 0 | 0 | 0 | 0 | 0 | 0 | 0 | 0.856 | 0 | 0 | 0
6717 | 0 | 0.79258 | 478.4183 | 0 | 0 | 0 | 0 | 0 | 0 | 0 | 0 | 0 | 0 | 0.79258 | 0 | 0 | 0
6718 | 0 | 0.72397 | 477.3944 | 0 | 0 | 0 | 0 | 0 | 0 | 0 | 0 | 0 | 0 | 0.72397 | 0 | 0 | 0
6719 | 0 | 0.67205 | 476.444 | 0 | 0 | 0 | 0 | 0 | 0 | 0 | 0 | 0 | 0 | 0.67205 | 0 | 0 | 0
6720 | 0 | 0.63465 | 475.5465 | 0 | 0 | 0 | 0 | 0 | 0 | 0 | 0 | 0 | 0 | 0.63465 | 0 | 0 | 0
6721 | 0 | 0.59971 | 474.6983 | 0 | 0 | 0 | 0 | 0 | 0 | 0 | 0 | 0 | 0 | 0.59971 | 0 | 0 | 0
6722 | 0 | 0.58248 | 473.8746 | 0 | 0 | 0 | 0 | 0 | 0 | 0 | 0 | 0 | 0 | 0.58248 | 0 | 0 | 0
6723 | 0 | 0.57577 | 473.0603 | 0 | 0 | 0 | 0 | 0 | 0 | 0 | 0 | 0 | 0 | 0.57577 | 0 | 0 | 0
6724 | 0 | 0.58518 | 472.2328 | 0 | 0 | 0 | 0 | 0 | 0 | 0 | 0 | 0 | 0 | 0.58518 | 0 | 0 | 0
6725 | 0 | 0.6182 | 471.3585 | 0 | 0 | 0 | 0 | 0 | 0 | 0 | 0 | 0 | 0 | 0.6182 | 0 | 0 | 0
6726 | 0 | 0.68664 | 470.3874 | 0 | 0 | 0 | 0 | 0 | 0 | 0 | 0 | 0 | 0 | 0.68664 | 0 | 0 | 0
6727 | 0 | 0.45372 | 469.7458 | 0 | 0 | 0 | 0 | 0 | 0 | 0 | 0 | 0 | 0 | 0.71367 | 0.25995 | 0 | 0
6728 | 0.73944 | 0 | 470.2686 | 0 | 0 | 0 | 0 | 0 | 0 | 0 | 0 | 0 | 0 | 0.71221 | 1.4517 | 0 | 0
6729 | 1.9441 | 0 | 471.6433 | 0 | 0 | 0 | 0 | 0 | 0 | 0 | 0 | 0 | 0 | 0.70711 | 2.6512 | 0 | 0
6730 | 2.8351 | 0 | 473.648 | 0 | 0 | 0 | 0 | 0 | 0 | 0 | 0 | 0 | 0 | 0.71004 | 3.5451 | 0 | 0
6731 | 3.4941 | 0 | 476.1187 | 0 | 0 | 0 | 0 | 0 | 0 | 0 | 0 | 0 | 0 | 0.71728 | 4.2114 | 0 | 0
6732 | 3.6953 | 0 | 478.7317 | 0 | 0 | 0 | 0 | 0 | 0 | 0 | 0 | 0 | 0 | 0.73307 | 4.4284 | 0 | 0
6733 | 3.5572 | 0 | 481.247 | 0 | 0 | 0 | 0 | 0 | 0 | 0 | 0 | 0 | 0 | 0.76397 | 4.3212 | 0 | 0
6734 | 3.1449 | 0 | 483.4708 | 0 | 0 | 0 | 0 | 0 | 0 | 0 | 0 | 0 | 0 | 0.79191 | 3.9368 | 0 | 0
6735 | 2.466 | 0 | 485.2145 | 0 | 0 | 0 | 0 | 0 | 0 | 0 | 0 | 0 | 0 | 0.82893 | 3.2949 | 0 | 0
6736 | 1.4403 | 0 | 486.2329 | 0 | 0 | 0 | 0 | 0 | 0 | 0 | 0 | 0 | 0 | 0.85419 | 2.2944 | 0 | 0
6737 | 0.15052 | 0 | 486.3394 | 0 | 0 | 0 | 0 | 0 | 0 | 0 | 0 | 0 | 0 | 0.86948 | 1.02 | 0 | 0
6738 | 0 | 0.87739 | 485.0985 | 0 | 0 | 0 | 0 | 0 | 0 | 0 | 0 | 0 | 0 | 0.87739 | 0 | 0 | 0
6739 | 0 | 0.8766 | 483.8588 | 0 | 0 | 0 | 0 | 0 | 0 | 0 | 0 | 0 | 0 | 0.8766 | 0 | 0 | 0
6740 | 0 | 0.83921 | 482.672 | 0 | 0 | 0 | 0 | 0 | 0 | 0 | 0 | 0 | 0 | 0.83921 | 0 | 0 | 0
6741 | 0 | 0.78807 | 481.5575 | 0 | 0 | 0 | 0 | 0 | 0 | 0 | 0 | 0 | 0 | 0.78807 | 0 | 0 | 0
6742 | 0 | 0.72251 | 480.5357 | 0 | 0 | 0 | 0 | 0 | 0 | 0 | 0 | 0 | 0 | 0.72251 | 0 | 0 | 0
6743 | 0 | 0.66729 | 479.592 | 0 | 0 | 0 | 0 | 0 | 0 | 0 | 0 | 0 | 0 | 0.66729 | 0 | 0 | 0
6744 | 0 | 0.6202 | 478.7149 | 0 | 0 | 0 | 0 | 0 | 0 | 0 | 0 | 0 | 0 | 0.6202 | 0 | 0 | 0
6745 | 0 | 0.58457 | 477.8882 | 0 | 0 | 0 | 0 | 0 | 0 | 0 | 0 | 0 | 0 | 0.58457 | 0 | 0 | 0
6746 | 0 | 0.56673 | 477.0868 | 0 | 0 | 0 | 0 | 0 | 0 | 0 | 0 | 0 | 0 | 0.56673 | 0 | 0 | 0
6747 | 0 | 0.55808 | 476.2975 | 0 | 0 | 0 | 0 | 0 | 0 | 0 | 0 | 0 | 0 | 0.55808 | 0 | 0 | 0
6748 | 0 | 0.5675 | 475.495 | 0 | 0 | 0 | 0 | 0 | 0 | 0 | 0 | 0 | 0 | 0.5675 | 0 | 0 | 0
6749 | 0 | 0.60541 | 474.6388 | 0 | 0 | 0 | 0 | 0 | 0 | 0 | 0 | 0 | 0 | 0.60541 | 0 | 0 | 0
6750 | 0 | 0.66416 | 473.6995 | 0 | 0 | 0 | 0 | 0 | 0 | 0 | 0 | 0 | 0 | 0.66416 | 0 | 0 | 0
6751 | 0 | 0.38017 | 473.1619 | 0 | 0 | 0 | 0 | 0 | 0 | 0 | 0 | 0 | 0 | 0.6912 | 0.31102 | 0 | 0
6752 | 0.88642 | 0 | 473.7887 | 0 | 0 | 0 | 0 | 0 | 0 | 0 | 0 | 0 | 0 | 0.69018 | 1.5766 | 0 | 0
6753 | 2.0733 | 0 | 475.2547 | 0 | 0 | 0 | 0 | 0 | 0 | 0 | 0 | 0 | 0 | 0.68319 | 2.7565 | 0 | 0
6754 | 2.8849 | 0 | 477.2947 | 0 | 0 | 0 | 0 | 0 | 0 | 0 | 0 | 0 | 0 | 0.68122 | 3.5661 | 0 | 0
6755 | 3.3921 | 0 | 479.6933 | 0 | 0 | 0 | 0 | 0 | 0 | 0 | 0 | 0 | 0 | 0.67922 | 4.0713 | 0 | 0
6756 | 3.6191 | 0 | 482.2524 | 0 | 0 | 0 | 0 | 0 | 0 | 0 | 0 | 0 | 0 | 0.67811 | 4.2973 | 0 | 0
6757 | 3.5196 | 0 | 484.7411 | 0 | 0 | 0 | 0 | 0 | 0 | 0 | 0 | 0 | 0 | 0.69218 | 4.2118 | 0 | 0
6758 | 3.0812 | 0 | 486.9198 | 0 | 0 | 0 | 0 | 0 | 0 | 0 | 0 | 0 | 0 | 0.71189 | 3.7931 | 0 | 0
6759 | 2.4129 | 0 | 488.626 | 0 | 0 | 0 | 0 | 0 | 0 | 0 | 0 | 0 | 0 | 0.73447 | 3.1474 | 0 | 0
6760 | 1.3947 | 0 | 489.6123 | 0 | 0 | 0 | 0 | 0 | 0 | 0 | 0 | 0 | 0 | 0.74682 | 2.1416 | 0 | 0
6761 | 0 | 0 | 489.6123 | 0 | 0 | 0 | 0 | 0 | 0 | 0 | 0 | 0 | 0 | 0.7656 | 0.9228 | 0 | 0.1572
6762 | 0 | 0.78643 | 488.5001 | 0 | 0 | 0 | 0 | 0 | 0 | 0 | 0 | 0 | 0 | 0.78643 | 0 | 0 | 0
6763 | 0 | 0.79089 | 487.3816 | 0 | 0 | 0 | 0 | 0 | 0 | 0 | 0 | 0 | 0 | 0.79089 | 0 | 0 | 0
6764 | 0 | 0.76126 | 486.305 | 0 | 0 | 0 | 0 | 0 | 0 | 0 | 0 | 0 | 0 | 0.76126 | 0 | 0 | 0
6765 | 0 | 0.72012 | 485.2866 | 0 | 0 | 0 | 0 | 0 | 0 | 0 | 0 | 0 | 0 | 0.72012 | 0 | 0 | 0
6766 | 0 | 0.66503 | 484.3461 | 0 | 0 | 0 | 0 | 0 | 0 | 0 | 0 | 0 | 0 | 0.66503 | 0 | 0 | 0
6767 | 0 | 0.61918 | 483.4705 | 0 | 0 | 0 | 0 | 0 | 0 | 0 | 0 | 0 | 0 | 0.61918 | 0 | 0 | 0
6768 | 0 | 0.58677 | 482.6406 | 0 | 0 | 0 | 0 | 0 | 0 | 0 | 0 | 0 | 0 | 0.58677 | 0 | 0 | 0
6769 | 0 | 0.56346 | 481.8438 | 0 | 0 | 0 | 0 | 0 | 0 | 0 | 0 | 0 | 0 | 0.56346 | 0 | 0 | 0
6770 | 0 | 0.55321 | 481.0614 | 0 | 0 | 0 | 0 | 0 | 0 | 0 | 0 | 0 | 0 | 0.55321 | 0 | 0 | 0
6771 | 0 | 0.55251 | 480.2801 | 0 | 0 | 0 | 0 | 0 | 0 | 0 | 0 | 0 | 0 | 0.55251 | 0 | 0 | 0
6772 | 0 | 0.56475 | 479.4814 | 0 | 0 | 0 | 0 | 0 | 0 | 0 | 0 | 0 | 0 | 0.56475 | 0 | 0 | 0
6773 | 0 | 0.59933 | 478.6338 | 0 | 0 | 0 | 0 | 0 | 0 | 0 | 0 | 0 | 0 | 0.59933 | 0 | 0 | 0
6774 | 0 | 0.66077 | 477.6994 | 0 | 0 | 0 | 0 | 0 | 0 | 0 | 0 | 0 | 0 | 0.66077 | 0 | 0 | 0
6775 | 0 | 0.47642 | 477.0256 | 0 | 0 | 0 | 0 | 0 | 0 | 0 | 0 | 0 | 0 | 0.68747 | 0.21105 | 0 | 0
6776 | 0 | 0 | 477.0256 | 0 | 0 | 0 | 0 | 0 | 0 | 0 | 0 | 0 | 0 | 0.68075 | 1.1738 | 0 | 0.49305
6777 | 1.7305 | 0 | 478.2492 | 0 | 0 | 0 | 0 | 0 | 0 | 0 | 0 | 0 | 0 | 0.67361 | 2.4041 | 0 | 0
6778 | 2.4866 | 0 | 480.0075 | 0 | 0 | 0 | 0 | 0 | 0 | 0 | 0 | 0 | 0 | 0.67091 | 3.1575 | 0 | 0
6779 | 3.5657 | 0 | 482.5289 | 0 | 0 | 0 | 0 | 0 | 0 | 0 | 0 | 0 | 0 | 0.66477 | 4.2305 | 0 | 0
6780 | 3.7995 | 0 | 485.2155 | 0 | 0 | 0 | 0 | 0 | 0 | 0 | 0 | 0 | 0 | 0.66294 | 4.4624 | 0 | 0
6781 | 3.688 | 0 | 487.8233 | 0 | 0 | 0 | 0 | 0 | 0 | 0 | 0 | 0 | 0 | 0.68031 | 4.3684 | 0 | 0
6782 | 1.4182 | 0 | 488.8262 | 0 | 0 | 0 | 0 | 0 | 0 | 0 | 0 | 0 | 0 | 0.69921 | 2.1174 | 0 | 0
6783 | 2.0047 | 0 | 490.2437 | 0 | 0 | 0 | 0 | 0 | 0 | 0 | 0 | 0 | 0 | 0.72039 | 2.725 | 0 | 0
6784 | 0.37652 | 0 | 490.5099 | 0 | 0 | 0 | 0 | 0 | 0 | 0 | 0 | 0 | 0 | 0.74303 | 1.1196 | 0 | 0
6785 | 0 | 0 | 490.5099 | 0 | 0 | 0 | 0 | 0 | 0 | 0 | 0 | 0 | 0 | 0.76362 | 0.91865 | 0 | 0.15503
6786 | 0 | 0.78689 | 489.3971 | 0 | 0 | 0 | 0 | 0 | 0 | 0 | 0 | 0 | 0 | 0.78689 | 0 | 0 | 0
6787 | 0 | 0.79729 | 488.2696 | 0 | 0 | 0 | 0 | 0 | 0 | 0 | 0 | 0 | 0 | 0.79729 | 0 | 0 | 0
6788 | 0 | 0.7722 | 487.1775 | 0 | 0 | 0 | 0 | 0 | 0 | 0 | 0 | 0 | 0 | 0.7722 | 0 | 0 | 0
6789 | 0 | 0.73208 | 486.1422 | 0 | 0 | 0 | 0 | 0 | 0 | 0 | 0 | 0 | 0 | 0.73208 | 0 | 0 | 0
6790 | 0 | 0.68044 | 485.1799 | 0 | 0 | 0 | 0 | 0 | 0 | 0 | 0 | 0 | 0 | 0.68044 | 0 | 0 | 0
6791 | 0 | 0.63393 | 484.2834 | 0 | 0 | 0 | 0 | 0 | 0 | 0 | 0 | 0 | 0 | 0.63393 | 0 | 0 | 0
6792 | 0 | 0.60068 | 483.4339 | 0 | 0 | 0 | 0 | 0 | 0 | 0 | 0 | 0 | 0 | 0.60068 | 0 | 0 | 0
6793 | 0 | 0.57715 | 482.6177 | 0 | 0 | 0 | 0 | 0 | 0 | 0 | 0 | 0 | 0 | 0.57715 | 0 | 0 | 0
6794 | 0 | 0.56098 | 481.8244 | 0 | 0 | 0 | 0 | 0 | 0 | 0 | 0 | 0 | 0 | 0.56098 | 0 | 0 | 0
6795 | 0 | 0.55766 | 481.0357 | 0 | 0 | 0 | 0 | 0 | 0 | 0 | 0 | 0 | 0 | 0.55766 | 0 | 0 | 0
6796 | 0 | 0.56994 | 480.2297 | 0 | 0 | 0 | 0 | 0 | 0 | 0 | 0 | 0 | 0 | 0.56994 | 0 | 0 | 0
6797 | 0 | 0.60255 | 479.3776 | 0 | 0 | 0 | 0 | 0 | 0 | 0 | 0 | 0 | 0 | 0.60255 | 0 | 0 | 0
6798 | 0 | 0.66189 | 478.4415 | 0 | 0 | 0 | 0 | 0 | 0 | 0 | 0 | 0 | 0 | 0.66189 | 0 | 0 | 0
6799 | 0 | 0.42836 | 477.8357 | 0 | 0 | 0 | 0 | 0 | 0 | 0 | 0 | 0 | 0 | 0.69066 | 0.2623 | 0 | 0
6800 | 0.83144 | 0 | 478.4236 | 0 | 0 | 0 | 0 | 0 | 0 | 0 | 0 | 0 | 0 | 0.68776 | 1.5192 | 0 | 0
6801 | 2.0692 | 0 | 479.8868 | 0 | 0 | 0 | 0 | 0 | 0 | 0 | 0 | 0 | 0 | 0.68302 | 2.7522 | 0 | 0
6802 | 2.9853 | 0 | 481.9977 | 0 | 0 | 0 | 0 | 0 | 0 | 0 | 0 | 0 | 0 | 0.68597 | 3.6713 | 0 | 0
6803 | 3.5956 | 0 | 484.5402 | 0 | 0 | 0 | 0 | 0 | 0 | 0 | 0 | 0 | 0 | 0.68224 | 4.2778 | 0 | 0
6804 | 3.8059 | 0 | 487.2313 | 0 | 0 | 0 | 0 | 0 | 0 | 0 | 0 | 0 | 0 | 0.68487 | 4.4908 | 0 | 0
6805 | 3.7012 | 0 | 489.8484 | 0 | 0 | 0 | 0 | 0 | 0 | 0 | 0 | 0 | 0 | 0.70262 | 4.4038 | 0 | 0
6806 | 2.256 | 0 | 491.4437 | 0 | 0 | 0 | 0 | 0 | 0 | 0 | 0 | 0 | 0 | 0.71988 | 2.9758 | 0 | 0
6807 | 2.4643 | 0 | 493.1861 | 0 | 0 | 0 | 0 | 0 | 0 | 0 | 0 | 0 | 0 | 0.74505 | 3.2093 | 0 | 0
6808 | 0.7727 | 0 | 493.7325 | 0 | 0 | 0 | 0 | 0 | 0 | 0 | 0 | 0 | 0 | 0.7693 | 1.542 | 0 | 0
6809 | 0 | 0.156 | 493.5119 | 0 | 0 | 0 | 0 | 0 | 0 | 0 | 0 | 0 | 0 | 0.7859 | 0.6299 | 0 | 0
6810 | 0 | 0.79986 | 492.3807 | 0 | 0 | 0 | 0 | 0 | 0 | 0 | 0 | 0 | 0 | 0.79986 | 0 | 0 | 0
6811 | 0 | 0.7973 | 491.2532 | 0 | 0 | 0 | 0 | 0 | 0 | 0 | 0 | 0 | 0 | 0.7973 | 0 | 0 | 0
6812 | 0 | 0.76888 | 490.1658 | 0 | 0 | 0 | 0 | 0 | 0 | 0 | 0 | 0 | 0 | 0.76888 | 0 | 0 | 0
6813 | 0 | 0.73078 | 489.1323 | 0 | 0 | 0 | 0 | 0 | 0 | 0 | 0 | 0 | 0 | 0.73078 | 0 | 0 | 0
6814 | 0 | 0.68571 | 488.1626 | 0 | 0 | 0 | 0 | 0 | 0 | 0 | 0 | 0 | 0 | 0.68571 | 0 | 0 | 0
6815 | 0 | 0.63982 | 487.2577 | 0 | 0 | 0 | 0 | 0 | 0 | 0 | 0 | 0 | 0 | 0.63982 | 0 | 0 | 0
6816 | 0 | 0.60535 | 486.4017 | 0 | 0 | 0 | 0 | 0 | 0 | 0 | 0 | 0 | 0 | 0.60535 | 0 | 0 | 0
6817 | 0 | 0.58111 | 485.5798 | 0 | 0 | 0 | 0 | 0 | 0 | 0 | 0 | 0 | 0 | 0.58111 | 0 | 0 | 0
6818 | 0 | 0.56202 | 484.785 | 0 | 0 | 0 | 0 | 0 | 0 | 0 | 0 | 0 | 0 | 0.56202 | 0 | 0 | 0
6819 | 0 | 0.55316 | 484.0027 | 0 | 0 | 0 | 0 | 0 | 0 | 0 | 0 | 0 | 0 | 0.55316 | 0 | 0 | 0
6820 | 0 | 0.55542 | 483.2173 | 0 | 0 | 0 | 0 | 0 | 0 | 0 | 0 | 0 | 0 | 0.55542 | 0 | 0 | 0
6821 | 0 | 0.56851 | 482.4133 | 0 | 0 | 0 | 0 | 0 | 0 | 0 | 0 | 0 | 0 | 0.56851 | 0 | 0 | 0
6822 | 0 | 0.59503 | 481.5718 | 0 | 0 | 0 | 0 | 0 | 0 | 0 | 0 | 0 | 0 | 0.59503 | 0 | 0 | 0
6823 | 0 | 0.47615 | 480.8984 | 0 | 0 | 0 | 0 | 0 | 0 | 0 | 0 | 0 | 0 | 0.6055 | 0.12935 | 0 | 0
6824 | 0 | 0 | 480.8984 | 0 | 0 | 0 | 0 | 0 | 0 | 0 | 0 | 0 | 0 | 0.61231 | 0.9476 | 0 | 0.33529
6825 | 2.0072 | 0 | 482.3177 | 0 | 0 | 0 | 0 | 0 | 0 | 0 | 0 | 0 | 0 | 0.61099 | 2.6181 | 0 | 0
6826 | 0 | 0.13908 | 482.121 | 0 | 0 | 0 | 0 | 0 | 0 | 0 | 0 | 0 | 0 | 0.60018 | 0.4611 | 0 | 0
6827 | 3.6086 | 0 | 484.6726 | 0 | 0 | 0 | 0 | 0 | 0 | 0 | 0 | 0 | 0 | 0.59393 | 4.2025 | 0 | 0
6828 | 3.7957 | 0 | 487.3566 | 0 | 0 | 0 | 0 | 0 | 0 | 0 | 0 | 0 | 0 | 0.59734 | 4.393 | 0 | 0
6829 | 3.7058 | 0 | 489.977 | 0 | 0 | 0 | 0 | 0 | 0 | 0 | 0 | 0 | 0 | 0.6104 | 4.3162 | 0 | 0
6830 | 3.2749 | 0 | 492.2927 | 0 | 0 | 0 | 0 | 0 | 0 | 0 | 0 | 0 | 0 | 0.6325 | 3.9074 | 0 | 0
6831 | 2.4942 | 0 | 494.0564 | 0 | 0 | 0 | 0 | 0 | 0 | 0 | 0 | 0 | 0 | 0.66172 | 3.1559 | 0 | 0
6832 | 1.1293 | 0 | 494.8549 | 0 | 0 | 0 | 0 | 0 | 0 | 0 | 0 | 0 | 0 | 0.69389 | 1.8232 | 0 | 0
6833 | 0 | 0 | 494.8549 | 0 | 0 | 0 | 0 | 0 | 0 | 0 | 0 | 0 | 0 | 0.71932 | 0.73975 | 0 | 0.020434
6834 | 0 | 0.74521 | 493.801 | 0 | 0 | 0 | 0 | 0 | 0 | 0 | 0 | 0 | 0 | 0.74521 | 0 | 0 | 0
6835 | 0 | 0.74858 | 492.7424 | 0 | 0 | 0 | 0 | 0 | 0 | 0 | 0 | 0 | 0 | 0.74858 | 0 | 0 | 0
6836 | 0 | 0.72511 | 491.7169 | 0 | 0 | 0 | 0 | 0 | 0 | 0 | 0 | 0 | 0 | 0.72511 | 0 | 0 | 0
6837 | 0 | 0.69572 | 490.733 | 0 | 0 | 0 | 0 | 0 | 0 | 0 | 0 | 0 | 0 | 0.69572 | 0 | 0 | 0
6838 | 0 | 0.65568 | 489.8057 | 0 | 0 | 0 | 0 | 0 | 0 | 0 | 0 | 0 | 0 | 0.65568 | 0 | 0 | 0
6839 | 0 | 0.61529 | 488.9356 | 0 | 0 | 0 | 0 | 0 | 0 | 0 | 0 | 0 | 0 | 0.61529 | 0 | 0 | 0
6840 | 0 | 0.58351 | 488.1104 | 0 | 0 | 0 | 0 | 0 | 0 | 0 | 0 | 0 | 0 | 0.58351 | 0 | 0 | 0
6841 | 0 | 0.56058 | 487.3176 | 0 | 0 | 0 | 0 | 0 | 0 | 0 | 0 | 0 | 0 | 0.56058 | 0 | 0 | 0
6842 | 0 | 0.54429 | 486.5479 | 0 | 0 | 0 | 0 | 0 | 0 | 0 | 0 | 0 | 0 | 0.54429 | 0 | 0 | 0
6843 | 0 | 0.53355 | 485.7933 | 0 | 0 | 0 | 0 | 0 | 0 | 0 | 0 | 0 | 0 | 0.53355 | 0 | 0 | 0
6844 | 0 | 0.53163 | 485.0415 | 0 | 0 | 0 | 0 | 0 | 0 | 0 | 0 | 0 | 0 | 0.53163 | 0 | 0 | 0
6845 | 0 | 0.53903 | 484.2792 | 0 | 0 | 0 | 0 | 0 | 0 | 0 | 0 | 0 | 0 | 0.53903 | 0 | 0 | 0
6846 | 0 | 0.55638 | 483.4923 | 0 | 0 | 0 | 0 | 0 | 0 | 0 | 0 | 0 | 0 | 0.55638 | 0 | 0 | 0
6847 | 0 | 0.3809 | 482.9536 | 0 | 0 | 0 | 0 | 0 | 0 | 0 | 0 | 0 | 0 | 0.5646 | 0.1837 | 0 | 0
6848 | 0.5412 | 0 | 483.3363 | 0 | 0 | 0 | 0 | 0 | 0 | 0 | 0 | 0 | 0 | 0.5741 | 1.1153 | 0 | 0
6849 | 0.5787 | 0 | 483.7455 | 0 | 0 | 0 | 0 | 0 | 0 | 0 | 0 | 0 | 0 | 0.5731 | 1.1518 | 0 | 0
6850 | 0.69362 | 0 | 484.236 | 0 | 0 | 0 | 0 | 0 | 0 | 0 | 0 | 0 | 0 | 0.56103 | 1.2547 | 0 | 0
6851 | 1.7324 | 0 | 485.461 | 0 | 0 | 0 | 0 | 0 | 0 | 0 | 0 | 0 | 0 | 0.55566 | 2.2881 | 0 | 0
6852 | 3.0585 | 0 | 487.6237 | 0 | 0 | 0 | 0 | 0 | 0 | 0 | 0 | 0 | 0 | 0.5585 | 3.617 | 0 | 0
6853 | 2.4376 | 0 | 489.3473 | 0 | 0 | 0 | 0 | 0 | 0 | 0 | 0 | 0 | 0 | 0.57148 | 3.009 | 0 | 0
6854 | 2.1898 | 0 | 490.8957 | 0 | 0 | 0 | 0 | 0 | 0 | 0 | 0 | 0 | 0 | 0.58693 | 2.7767 | 0 | 0
6855 | 1.4572 | 0 | 491.9262 | 0 | 0 | 0 | 0 | 0 | 0 | 0 | 0 | 0 | 0 | 0.6181 | 2.0753 | 0 | 0
6856 | 0.7952 | 0 | 492.4884 | 0 | 0 | 0 | 0 | 0 | 0 | 0 | 0 | 0 | 0 | 0.65585 | 1.451 | 0 | 0
6857 | 0 | 0.11564 | 492.3249 | 0 | 0 | 0 | 0 | 0 | 0 | 0 | 0 | 0 | 0 | 0.69229 | 0.57665 | 0 | 0
6858 | 0 | 0.72752 | 491.296 | 0 | 0 | 0 | 0 | 0 | 0 | 0 | 0 | 0 | 0 | 0.72752 | 0 | 0 | 0
6859 | 0 | 0.73751 | 490.253 | 0 | 0 | 0 | 0 | 0 | 0 | 0 | 0 | 0 | 0 | 0.73751 | 0 | 0 | 0
6860 | 0 | 0.71484 | 489.2421 | 0 | 0 | 0 | 0 | 0 | 0 | 0 | 0 | 0 | 0 | 0.71484 | 0 | 0 | 0
6861 | 0 | 0.68066 | 488.2795 | 0 | 0 | 0 | 0 | 0 | 0 | 0 | 0 | 0 | 0 | 0.68066 | 0 | 0 | 0
6862 | 0 | 0.63504 | 487.3814 | 0 | 0 | 0 | 0 | 0 | 0 | 0 | 0 | 0 | 0 | 0.63504 | 0 | 0 | 0
6863 | 0 | 0.59272 | 486.5432 | 0 | 0 | 0 | 0 | 0 | 0 | 0 | 0 | 0 | 0 | 0.59272 | 0 | 0 | 0
6864 | 0 | 0.56183 | 485.7486 | 0 | 0 | 0 | 0 | 0 | 0 | 0 | 0 | 0 | 0 | 0.56183 | 0 | 0 | 0
6865 | 0 | 0.54088 | 484.9837 | 0 | 0 | 0 | 0 | 0 | 0 | 0 | 0 | 0 | 0 | 0.54088 | 0 | 0 | 0
6866 | 0 | 0.52887 | 484.2358 | 0 | 0 | 0 | 0 | 0 | 0 | 0 | 0 | 0 | 0 | 0.52887 | 0 | 0 | 0
6867 | 0 | 0.53712 | 483.4762 | 0 | 0 | 0 | 0 | 0 | 0 | 0 | 0 | 0 | 0 | 0.53712 | 0 | 0 | 0
6868 | 0 | 0.55457 | 482.6919 | 0 | 0 | 0 | 0 | 0 | 0 | 0 | 0 | 0 | 0 | 0.55457 | 0 | 0 | 0
6869 | 0 | 0.58357 | 481.8666 | 0 | 0 | 0 | 0 | 0 | 0 | 0 | 0 | 0 | 0 | 0.58357 | 0 | 0 | 0
6870 | 0 | 0.64868 | 480.9493 | 0 | 0 | 0 | 0 | 0 | 0 | 0 | 0 | 0 | 0 | 0.64868 | 0 | 0 | 0
6871 | 0 | 0.51483 | 480.2212 | 0 | 0 | 0 | 0 | 0 | 0 | 0 | 0 | 0 | 0 | 0.6876 | 0.17278 | 0 | 0
6872 | 0 | 0 | 480.2212 | 0 | 0 | 0 | 0 | 0 | 0 | 0 | 0 | 0 | 0 | 0.69014 | 1.1222 | 0 | 0.43211
6873 | 0 | 0 | 480.2212 | 0 | 0 | 0 | 0 | 0 | 0 | 0 | 0 | 0 | 0 | 0.67854 | 2.1271 | 0 | 1.4486
6874 | 1.8755 | 0 | 481.5473 | 0 | 0 | 0 | 0 | 0 | 0 | 0 | 0 | 0 | 0 | 0.66582 | 2.5413 | 0 | 0
6875 | 3.5891 | 0 | 484.0852 | 0 | 0 | 0 | 0 | 0 | 0 | 0 | 0 | 0 | 0 | 0.66714 | 4.2562 | 0 | 0
6876 | 2.5232 | 0 | 485.8694 | 0 | 0 | 0 | 0 | 0 | 0 | 0 | 0 | 0 | 0 | 0.66626 | 3.1895 | 0 | 0
6877 | 0 | 0 | 485.8694 | 0 | 0 | 0 | 0 | 0 | 0 | 0 | 0 | 0 | 0 | 0.67205 | 1.1266 | 0 | 0.4546
6878 | 0.69219 | 0 | 486.3589 | 0 | 0 | 0 | 0 | 0 | 0 | 0 | 0 | 0 | 0 | 0.68861 | 1.3808 | 0 | 0
6879 | 1.0328 | 0 | 487.0891 | 0 | 0 | 0 | 0 | 0 | 0 | 0 | 0 | 0 | 0 | 0.71379 | 1.7466 | 0 | 0
6880 | 0.68708 | 0 | 487.575 | 0 | 0 | 0 | 0 | 0 | 0 | 0 | 0 | 0 | 0 | 0.74062 | 1.4277 | 0 | 0
6881 | 0 | 0.21644 | 487.2689 | 0 | 0 | 0 | 0 | 0 | 0 | 0 | 0 | 0 | 0 | 0.76554 | 0.5491 | 0 | 0
6882 | 0 | 0.79153 | 486.1495 | 0 | 0 | 0 | 0 | 0 | 0 | 0 | 0 | 0 | 0 | 0.79153 | 0 | 0 | 0
6883 | 0 | 0.79691 | 485.0225 | 0 | 0 | 0 | 0 | 0 | 0 | 0 | 0 | 0 | 0 | 0.79691 | 0 | 0 | 0
6884 | 0 | 0.77157 | 483.9313 | 0 | 0 | 0 | 0 | 0 | 0 | 0 | 0 | 0 | 0 | 0.77157 | 0 | 0 | 0
6885 | 0 | 0.72871 | 482.9008 | 0 | 0 | 0 | 0 | 0 | 0 | 0 | 0 | 0 | 0 | 0.72871 | 0 | 0 | 0
6886 | 0 | 0.67371 | 481.948 | 0 | 0 | 0 | 0 | 0 | 0 | 0 | 0 | 0 | 0 | 0.67371 | 0 | 0 | 0
6887 | 0 | 0.62635 | 481.0622 | 0 | 0 | 0 | 0 | 0 | 0 | 0 | 0 | 0 | 0 | 0.62635 | 0 | 0 | 0
6888 | 0 | 0.59218 | 480.2247 | 0 | 0 | 0 | 0 | 0 | 0 | 0 | 0 | 0 | 0 | 0.59218 | 0 | 0 | 0
6889 | 0 | 0.57163 | 479.4163 | 0 | 0 | 0 | 0 | 0 | 0 | 0 | 0 | 0 | 0 | 0.57163 | 0 | 0 | 0
6890 | 0 | 0.55878 | 478.6261 | 0 | 0 | 0 | 0 | 0 | 0 | 0 | 0 | 0 | 0 | 0.55878 | 0 | 0 | 0
6891 | 0 | 0.55431 | 477.8422 | 0 | 0 | 0 | 0 | 0 | 0 | 0 | 0 | 0 | 0 | 0.55431 | 0 | 0 | 0
6892 | 0 | 0.56595 | 477.0418 | 0 | 0 | 0 | 0 | 0 | 0 | 0 | 0 | 0 | 0 | 0.56595 | 0 | 0 | 0
6893 | 0 | 0.60324 | 476.1887 | 0 | 0 | 0 | 0 | 0 | 0 | 0 | 0 | 0 | 0 | 0.60324 | 0 | 0 | 0
6894 | 0 | 0.67047 | 475.2405 | 0 | 0 | 0 | 0 | 0 | 0 | 0 | 0 | 0 | 0 | 0.67047 | 0 | 0 | 0
6895 | 0 | 0.48355 | 474.5567 | 0 | 0 | 0 | 0 | 0 | 0 | 0 | 0 | 0 | 0 | 0.70167 | 0.21813 | 0 | 0
6896 | 0 | 0 | 474.5567 | 0 | 0 | 0 | 0 | 0 | 0 | 0 | 0 | 0 | 0 | 0.69849 | 1.4427 | 0 | 0.74426
6897 | 0 | 0 | 474.5567 | 0 | 0 | 0 | 0 | 0 | 0 | 0 | 0 | 0 | 0 | 0.69328 | 2.6604 | 0 | 1.9671
6898 | 2.8998 | 0 | 476.6072 | 0 | 0 | 0 | 0 | 0 | 0 | 0 | 0 | 0 | 0 | 0.69201 | 3.5918 | 0 | 0
6899 | 3.5018 | 0 | 479.0833 | 0 | 0 | 0 | 0 | 0 | 0 | 0 | 0 | 0 | 0 | 0.67741 | 4.1792 | 0 | 0
6900 | 3.738 | 0 | 481.7265 | 0 | 0 | 0 | 0 | 0 | 0 | 0 | 0 | 0 | 0 | 0.67725 | 4.4153 | 0 | 0
6901 | 3.6247 | 0 | 484.2896 | 0 | 0 | 0 | 0 | 0 | 0 | 0 | 0 | 0 | 0 | 0.69654 | 4.3213 | 0 | 0
6902 | 3.1457 | 0 | 486.5139 | 0 | 0 | 0 | 0 | 0 | 0 | 0 | 0 | 0 | 0 | 0.72633 | 3.872 | 0 | 0
6903 | 0 | 0.7009 | 485.5227 | 0 | 0 | 0 | 0 | 0 | 0 | 0 | 0 | 0 | 0 | 0.76125 | 0.06035 | 0 | 0
6904 | 1.2813 | 0 | 486.4286 | 0 | 0 | 0 | 0 | 0 | 0 | 0 | 0 | 0 | 0 | 0.7905 | 2.0718 | 0 | 0
6905 | 0 | 0 | 486.4286 | 0 | 0 | 0 | 0 | 0 | 0 | 0 | 0 | 0 | 0 | 0.81266 | 0.82165 | 0 | 0.008994
6906 | 0 | 0.83403 | 485.2491 | 0 | 0 | 0 | 0 | 0 | 0 | 0 | 0 | 0 | 0 | 0.83403 | 0 | 0 | 0
6907 | 0 | 0.83134 | 484.0735 | 0 | 0 | 0 | 0 | 0 | 0 | 0 | 0 | 0 | 0 | 0.83134 | 0 | 0 | 0
6908 | 0 | 0.80047 | 482.9414 | 0 | 0 | 0 | 0 | 0 | 0 | 0 | 0 | 0 | 0 | 0.80047 | 0 | 0 | 0
6909 | 0 | 0.75429 | 481.8747 | 0 | 0 | 0 | 0 | 0 | 0 | 0 | 0 | 0 | 0 | 0.75429 | 0 | 0 | 0
6910 | 0 | 0.69401 | 480.8932 | 0 | 0 | 0 | 0 | 0 | 0 | 0 | 0 | 0 | 0 | 0.69401 | 0 | 0 | 0
6911 | 0 | 0.64478 | 479.9814 | 0 | 0 | 0 | 0 | 0 | 0 | 0 | 0 | 0 | 0 | 0.64478 | 0 | 0 | 0
6912 | 0 | 0.60827 | 479.1211 | 0 | 0 | 0 | 0 | 0 | 0 | 0 | 0 | 0 | 0 | 0.60827 | 0 | 0 | 0
6913 | 0 | 0.58361 | 478.2958 | 0 | 0 | 0 | 0 | 0 | 0 | 0 | 0 | 0 | 0 | 0.58361 | 0 | 0 | 0
6914 | 0 | 0.56748 | 477.4932 | 0 | 0 | 0 | 0 | 0 | 0 | 0 | 0 | 0 | 0 | 0.56748 | 0 | 0 | 0
6915 | 0 | 0.56483 | 476.6945 | 0 | 0 | 0 | 0 | 0 | 0 | 0 | 0 | 0 | 0 | 0.56483 | 0 | 0 | 0
6916 | 0 | 0.58279 | 475.8703 | 0 | 0 | 0 | 0 | 0 | 0 | 0 | 0 | 0 | 0 | 0.58279 | 0 | 0 | 0
6917 | 0 | 0.61851 | 474.9955 | 0 | 0 | 0 | 0 | 0 | 0 | 0 | 0 | 0 | 0 | 0.61851 | 0 | 0 | 0
6918 | 0 | 0.67807 | 474.0366 | 0 | 0 | 0 | 0 | 0 | 0 | 0 | 0 | 0 | 0 | 0.67807 | 0 | 0 | 0
6919 | 0 | 0.5032 | 473.325 | 0 | 0 | 0 | 0 | 0 | 0 | 0 | 0 | 0 | 0 | 0.70885 | 0.20565 | 0 | 0
6920 | 0 | 0 | 473.325 | 0 | 0 | 0 | 0 | 0 | 0 | 0 | 0 | 0 | 0 | 0.70997 | 1.4389 | 0 | 0.72893
6921 | 0 | 0.11187 | 473.1668 | 0 | 0 | 0 | 0 | 0 | 0 | 0 | 0 | 0 | 0 | 0.71247 | 0.6006 | 0 | 0
6922 | 2.882 | 0 | 475.2047 | 0 | 0 | 0 | 0 | 0 | 0 | 0 | 0 | 0 | 0 | 0.71145 | 3.5934 | 0 | 0
6923 | 3.3874 | 0 | 477.5999 | 0 | 0 | 0 | 0 | 0 | 0 | 0 | 0 | 0 | 0 | 0.72051 | 4.1079 | 0 | 0
6924 | 2.0834 | 0 | 479.0731 | 0 | 0 | 0 | 0 | 0 | 0 | 0 | 0 | 0 | 0 | 0.72967 | 2.8131 | 0 | 0
6925 | 2.4039 | 0 | 480.7729 | 0 | 0 | 0 | 0 | 0 | 0 | 0 | 0 | 0 | 0 | 0.76058 | 3.1645 | 0 | 0
6926 | 1.3794 | 0 | 481.7483 | 0 | 0 | 0 | 0 | 0 | 0 | 0 | 0 | 0 | 0 | 0.79295 | 2.1723 | 0 | 0
6927 | 1.5338 | 0 | 482.8329 | 0 | 0 | 0 | 0 | 0 | 0 | 0 | 0 | 0 | 0 | 0.81263 | 2.3464 | 0 | 0
6928 | 0 | 0.79236 | 481.7123 | 0 | 0 | 0 | 0 | 0 | 0 | 0 | 0 | 0 | 0 | 0.81546 | 0.0231 | 0 | 0
6929 | 0 | 0.8178 | 480.5558 | 0 | 0 | 0 | 0 | 0 | 0 | 0 | 0 | 0 | 0 | 0.8178 | 0 | 0 | 0
6930 | 0 | 0.84293 | 479.3637 | 0 | 0 | 0 | 0 | 0 | 0 | 0 | 0 | 0 | 0 | 0.84293 | 0 | 0 | 0
6931 | 0 | 0.83879 | 478.1774 | 0 | 0 | 0 | 0 | 0 | 0 | 0 | 0 | 0 | 0 | 0.83879 | 0 | 0 | 0
6932 | 0 | 0.80655 | 477.0368 | 0 | 0 | 0 | 0 | 0 | 0 | 0 | 0 | 0 | 0 | 0.80655 | 0 | 0 | 0
6933 | 0 | 0.75774 | 475.9652 | 0 | 0 | 0 | 0 | 0 | 0 | 0 | 0 | 0 | 0 | 0.75774 | 0 | 0 | 0
6934 | 0 | 0.7014 | 474.9733 | 0 | 0 | 0 | 0 | 0 | 0 | 0 | 0 | 0 | 0 | 0.7014 | 0 | 0 | 0
6935 | 0 | 0.65111 | 474.0525 | 0 | 0 | 0 | 0 | 0 | 0 | 0 | 0 | 0 | 0 | 0.65111 | 0 | 0 | 0
6936 | 0 | 0.61404 | 473.1841 | 0 | 0 | 0 | 0 | 0 | 0 | 0 | 0 | 0 | 0 | 0.61404 | 0 | 0 | 0
6937 | 0 | 0.59009 | 472.3496 | 0 | 0 | 0 | 0 | 0 | 0 | 0 | 0 | 0 | 0 | 0.59009 | 0 | 0 | 0
6938 | 0 | 0.57284 | 471.5394 | 0 | 0 | 0 | 0 | 0 | 0 | 0 | 0 | 0 | 0 | 0.57284 | 0 | 0 | 0
6939 | 0 | 0.56611 | 470.7388 | 0 | 0 | 0 | 0 | 0 | 0 | 0 | 0 | 0 | 0 | 0.56611 | 0 | 0 | 0
6940 | 0 | 0.57555 | 469.9249 | 0 | 0 | 0 | 0 | 0 | 0 | 0 | 0 | 0 | 0 | 0.57555 | 0 | 0 | 0
6941 | 0 | 0.61187 | 469.0596 | 0 | 0 | 0 | 0 | 0 | 0 | 0 | 0 | 0 | 0 | 0.61187 | 0 | 0 | 0
6942 | 0 | 0.68013 | 468.0977 | 0 | 0 | 0 | 0 | 0 | 0 | 0 | 0 | 0 | 0 | 0.68013 | 0 | 0 | 0
6943 | 0 | 0.51582 | 467.3682 | 0 | 0 | 0 | 0 | 0 | 0 | 0 | 0 | 0 | 0 | 0.71207 | 0.19625 | 0 | 0
6944 | 0.73417 | 0 | 467.8874 | 0 | 0 | 0 | 0 | 0 | 0 | 0 | 0 | 0 | 0 | 0.71193 | 1.4461 | 0 | 0
6945 | 1.9804 | 0 | 469.2878 | 0 | 0 | 0 | 0 | 0 | 0 | 0 | 0 | 0 | 0 | 0.70171 | 2.6822 | 0 | 0
6946 | 2.9243 | 0 | 471.3556 | 0 | 0 | 0 | 0 | 0 | 0 | 0 | 0 | 0 | 0 | 0.69669 | 3.621 | 0 | 0
6947 | 3.5007 | 0 | 473.831 | 0 | 0 | 0 | 0 | 0 | 0 | 0 | 0 | 0 | 0 | 0.68852 | 4.1893 | 0 | 0
6948 | 3.6966 | 0 | 476.4449 | 0 | 0 | 0 | 0 | 0 | 0 | 0 | 0 | 0 | 0 | 0.68287 | 4.3795 | 0 | 0
6949 | 3.6144 | 0 | 479.0006 | 0 | 0 | 0 | 0 | 0 | 0 | 0 | 0 | 0 | 0 | 0.69579 | 4.3102 | 0 | 0
6950 | 3.2235 | 0 | 481.28 | 0 | 0 | 0 | 0 | 0 | 0 | 0 | 0 | 0 | 0 | 0.71027 | 3.9338 | 0 | 0
6951 | 2.4832 | 0 | 483.0359 | 0 | 0 | 0 | 0 | 0 | 0 | 0 | 0 | 0 | 0 | 0.73093 | 3.2142 | 0 | 0
6952 | 1.4047 | 0 | 484.0292 | 0 | 0 | 0 | 0 | 0 | 0 | 0 | 0 | 0 | 0 | 0.74904 | 2.1538 | 0 | 0
6953 | 0 | 0 | 484.0292 | 0 | 0 | 0 | 0 | 0 | 0 | 0 | 0 | 0 | 0 | 0.7667 | 0.85135 | 0 | 0.084645
6954 | 0 | 0.79321 | 482.9074 | 0 | 0 | 0 | 0 | 0 | 0 | 0 | 0 | 0 | 0 | 0.79321 | 0 | 0 | 0
6955 | 0 | 0.80069 | 481.775 | 0 | 0 | 0 | 0 | 0 | 0 | 0 | 0 | 0 | 0 | 0.80069 | 0 | 0 | 0
6956 | 0 | 0.77658 | 480.6768 | 0 | 0 | 0 | 0 | 0 | 0 | 0 | 0 | 0 | 0 | 0.77658 | 0 | 0 | 0
6957 | 0 | 0.73399 | 479.6388 | 0 | 0 | 0 | 0 | 0 | 0 | 0 | 0 | 0 | 0 | 0.73399 | 0 | 0 | 0
6958 | 0 | 0.68189 | 478.6744 | 0 | 0 | 0 | 0 | 0 | 0 | 0 | 0 | 0 | 0 | 0.68189 | 0 | 0 | 0
6959 | 0 | 0.63556 | 477.7756 | 0 | 0 | 0 | 0 | 0 | 0 | 0 | 0 | 0 | 0 | 0.63556 | 0 | 0 | 0
6960 | 0 | 0.60128 | 476.9253 | 0 | 0 | 0 | 0 | 0 | 0 | 0 | 0 | 0 | 0 | 0.60128 | 0 | 0 | 0
6961 | 0 | 0.57635 | 476.1102 | 0 | 0 | 0 | 0 | 0 | 0 | 0 | 0 | 0 | 0 | 0.57635 | 0 | 0 | 0
6962 | 0 | 0.56311 | 475.3138 | 0 | 0 | 0 | 0 | 0 | 0 | 0 | 0 | 0 | 0 | 0.56311 | 0 | 0 | 0
6963 | 0 | 0.55759 | 474.5253 | 0 | 0 | 0 | 0 | 0 | 0 | 0 | 0 | 0 | 0 | 0.55759 | 0 | 0 | 0
6964 | 0 | 0.56567 | 473.7253 | 0 | 0 | 0 | 0 | 0 | 0 | 0 | 0 | 0 | 0 | 0.56567 | 0 | 0 | 0
6965 | 0 | 0.60096 | 472.8754 | 0 | 0 | 0 | 0 | 0 | 0 | 0 | 0 | 0 | 0 | 0.60096 | 0 | 0 | 0
6966 | 0 | 0.66734 | 471.9317 | 0 | 0 | 0 | 0 | 0 | 0 | 0 | 0 | 0 | 0 | 0.66734 | 0 | 0 | 0
6967 | 0 | 0.4922 | 471.2356 | 0 | 0 | 0 | 0 | 0 | 0 | 0 | 0 | 0 | 0 | 0.69753 | 0.20533 | 0 | 0
6968 | 0.82721 | 0 | 471.8205 | 0 | 0 | 0 | 0 | 0 | 0 | 0 | 0 | 0 | 0 | 0.69674 | 1.5239 | 0 | 0
6969 | 2.0629 | 0 | 473.2792 | 0 | 0 | 0 | 0 | 0 | 0 | 0 | 0 | 0 | 0 | 0.69495 | 2.7578 | 0 | 0
6970 | 2.911 | 0 | 475.3376 | 0 | 0 | 0 | 0 | 0 | 0 | 0 | 0 | 0 | 0 | 0.68631 | 3.5973 | 0 | 0
6971 | 3.4686 | 0 | 477.7902 | 0 | 0 | 0 | 0 | 0 | 0 | 0 | 0 | 0 | 0 | 0.67636 | 4.1449 | 0 | 0
6972 | 3.725 | 0 | 480.4242 | 0 | 0 | 0 | 0 | 0 | 0 | 0 | 0 | 0 | 0 | 0.66916 | 4.3942 | 0 | 0
6973 | 3.6297 | 0 | 482.9908 | 0 | 0 | 0 | 0 | 0 | 0 | 0 | 0 | 0 | 0 | 0.68049 | 4.3102 | 0 | 0
6974 | 3.2078 | 0 | 485.259 | 0 | 0 | 0 | 0 | 0 | 0 | 0 | 0 | 0 | 0 | 0.69 | 3.8978 | 0 | 0
6975 | 2.484 | 0 | 487.0155 | 0 | 0 | 0 | 0 | 0 | 0 | 0 | 0 | 0 | 0 | 0.71068 | 3.1947 | 0 | 0
6976 | 1.381 | 0 | 487.992 | 0 | 0 | 0 | 0 | 0 | 0 | 0 | 0 | 0 | 0 | 0.72734 | 2.1084 | 0 | 0
6977 | 0 | 0 | 487.992 | 0 | 0 | 0 | 0 | 0 | 0 | 0 | 0 | 0 | 0 | 0.74557 | 0.82405 | 0 | 0.078483
6978 | 0 | 0.76884 | 486.9047 | 0 | 0 | 0 | 0 | 0 | 0 | 0 | 0 | 0 | 0 | 0.76884 | 0 | 0 | 0
6979 | 0 | 0.76737 | 485.8195 | 0 | 0 | 0 | 0 | 0 | 0 | 0 | 0 | 0 | 0 | 0.76737 | 0 | 0 | 0
6980 | 0 | 0.74655 | 484.7637 | 0 | 0 | 0 | 0 | 0 | 0 | 0 | 0 | 0 | 0 | 0.74655 | 0 | 0 | 0
6981 | 0 | 0.71667 | 483.7502 | 0 | 0 | 0 | 0 | 0 | 0 | 0 | 0 | 0 | 0 | 0.71667 | 0 | 0 | 0
6982 | 0 | 0.67395 | 482.7971 | 0 | 0 | 0 | 0 | 0 | 0 | 0 | 0 | 0 | 0 | 0.67395 | 0 | 0 | 0
6983 | 0 | 0.63299 | 481.9019 | 0 | 0 | 0 | 0 | 0 | 0 | 0 | 0 | 0 | 0 | 0.63299 | 0 | 0 | 0
6984 | 0 | 0.59818 | 481.0559 | 0 | 0 | 0 | 0 | 0 | 0 | 0 | 0 | 0 | 0 | 0.59818 | 0 | 0 | 0
6985 | 0 | 0.57125 | 480.248 | 0 | 0 | 0 | 0 | 0 | 0 | 0 | 0 | 0 | 0 | 0.57125 | 0 | 0 | 0
6986 | 0 | 0.55567 | 479.4622 | 0 | 0 | 0 | 0 | 0 | 0 | 0 | 0 | 0 | 0 | 0.55567 | 0 | 0 | 0
6987 | 0 | 0.54673 | 478.689 | 0 | 0 | 0 | 0 | 0 | 0 | 0 | 0 | 0 | 0 | 0.54673 | 0 | 0 | 0
6988 | 0 | 0.54925 | 477.9123 | 0 | 0 | 0 | 0 | 0 | 0 | 0 | 0 | 0 | 0 | 0.54925 | 0 | 0 | 0
6989 | 0 | 0.56169 | 477.1179 | 0 | 0 | 0 | 0 | 0 | 0 | 0 | 0 | 0 | 0 | 0.56169 | 0 | 0 | 0
6990 | 0 | 0.59039 | 476.283 | 0 | 0 | 0 | 0 | 0 | 0 | 0 | 0 | 0 | 0 | 0.59039 | 0 | 0 | 0
6991 | 0 | 0.39467 | 475.7248 | 0 | 0 | 0 | 0 | 0 | 0 | 0 | 0 | 0 | 0 | 0.60475 | 0.21008 | 0 | 0
6992 | 0.91722 | 0 | 476.3734 | 0 | 0 | 0 | 0 | 0 | 0 | 0 | 0 | 0 | 0 | 0.61378 | 1.531 | 0 | 0
6993 | 2.1969 | 0 | 477.9268 | 0 | 0 | 0 | 0 | 0 | 0 | 0 | 0 | 0 | 0 | 0.61702 | 2.8139 | 0 | 0
6994 | 3.1315 | 0 | 480.1411 | 0 | 0 | 0 | 0 | 0 | 0 | 0 | 0 | 0 | 0 | 0.61097 | 3.7424 | 0 | 0
6995 | 3.7379 | 0 | 482.7842 | 0 | 0 | 0 | 0 | 0 | 0 | 0 | 0 | 0 | 0 | 0.60164 | 4.3396 | 0 | 0
6996 | 3.9603 | 0 | 485.5846 | 0 | 0 | 0 | 0 | 0 | 0 | 0 | 0 | 0 | 0 | 0.5944 | 4.5547 | 0 | 0
6997 | 3.8327 | 0 | 488.2947 | 0 | 0 | 0 | 0 | 0 | 0 | 0 | 0 | 0 | 0 | 0.60357 | 4.4363 | 0 | 0
6998 | 3.3414 | 0 | 490.6574 | 0 | 0 | 0 | 0 | 0 | 0 | 0 | 0 | 0 | 0 | 0.62188 | 3.9632 | 0 | 0
6999 | 2.5397 | 0 | 492.4533 | 0 | 0 | 0 | 0 | 0 | 0 | 0 | 0 | 0 | 0 | 0.64623 | 3.1859 | 0 | 0
7000 | 1.4347 | 0 | 493.4677 | 0 | 0 | 0 | 0 | 0 | 0 | 0 | 0 | 0 | 0 | 0.66375 | 2.0985 | 0 | 0
7001 | 0 | 0 | 493.4677 | 0 | 0 | 0 | 0 | 0 | 0 | 0 | 0 | 0 | 0 | 0.6929 | 0.8061 | 0 | 0.11321
7002 | 0 | 0.72554 | 492.4417 | 0 | 0 | 0 | 0 | 0 | 0 | 0 | 0 | 0 | 0 | 0.72554 | 0 | 0 | 0
7003 | 0 | 0.72895 | 491.4108 | 0 | 0 | 0 | 0 | 0 | 0 | 0 | 0 | 0 | 0 | 0.72895 | 0 | 0 | 0
7004 | 0 | 0.70837 | 490.409 | 0 | 0 | 0 | 0 | 0 | 0 | 0 | 0 | 0 | 0 | 0.70837 | 0 | 0 | 0
7005 | 0 | 0.68395 | 489.4417 | 0 | 0 | 0 | 0 | 0 | 0 | 0 | 0 | 0 | 0 | 0.68395 | 0 | 0 | 0
7006 | 0 | 0.64818 | 488.5251 | 0 | 0 | 0 | 0 | 0 | 0 | 0 | 0 | 0 | 0 | 0.64818 | 0 | 0 | 0
7007 | 0 | 0.60929 | 487.6634 | 0 | 0 | 0 | 0 | 0 | 0 | 0 | 0 | 0 | 0 | 0.60929 | 0 | 0 | 0
7008 | 0 | 0.57698 | 486.8474 | 0 | 0 | 0 | 0 | 0 | 0 | 0 | 0 | 0 | 0 | 0.57698 | 0 | 0 | 0
7009 | 0 | 0.55513 | 486.0624 | 0 | 0 | 0 | 0 | 0 | 0 | 0 | 0 | 0 | 0 | 0.55513 | 0 | 0 | 0
7010 | 0 | 0.54121 | 485.297 | 0 | 0 | 0 | 0 | 0 | 0 | 0 | 0 | 0 | 0 | 0.54121 | 0 | 0 | 0
7011 | 0 | 0.53245 | 484.544 | 0 | 0 | 0 | 0 | 0 | 0 | 0 | 0 | 0 | 0 | 0.53245 | 0 | 0 | 0
7012 | 0 | 0.53177 | 483.7919 | 0 | 0 | 0 | 0 | 0 | 0 | 0 | 0 | 0 | 0 | 0.53177 | 0 | 0 | 0
7013 | 0 | 0.53683 | 483.0328 | 0 | 0 | 0 | 0 | 0 | 0 | 0 | 0 | 0 | 0 | 0.53683 | 0 | 0 | 0
7014 | 0 | 0.55846 | 482.243 | 0 | 0 | 0 | 0 | 0 | 0 | 0 | 0 | 0 | 0 | 0.55846 | 0 | 0 | 0
7015 | 0 | 0.44704 | 481.6108 | 0 | 0 | 0 | 0 | 0 | 0 | 0 | 0 | 0 | 0 | 0.56569 | 0.11865 | 0 | 0
7016 | 0.95367 | 0 | 482.2851 | 0 | 0 | 0 | 0 | 0 | 0 | 0 | 0 | 0 | 0 | 0.57483 | 1.5285 | 0 | 0
7017 | 2.2235 | 0 | 483.8574 | 0 | 0 | 0 | 0 | 0 | 0 | 0 | 0 | 0 | 0 | 0.57395 | 2.7974 | 0 | 0
7018 | 3.128 | 0 | 486.0692 | 0 | 0 | 0 | 0 | 0 | 0 | 0 | 0 | 0 | 0 | 0.56233 | 3.6903 | 0 | 0
7019 | 3.7045 | 0 | 488.6886 | 0 | 0 | 0 | 0 | 0 | 0 | 0 | 0 | 0 | 0 | 0.55909 | 4.2636 | 0 | 0
7020 | 3.9095 | 0 | 491.453 | 0 | 0 | 0 | 0 | 0 | 0 | 0 | 0 | 0 | 0 | 0.56054 | 4.47 | 0 | 0
7021 | 3.7836 | 0 | 494.1284 | 0 | 0 | 0 | 0 | 0 | 0 | 0 | 0 | 0 | 0 | 0.57382 | 4.3574 | 0 | 0
7022 | 3.2679 | 0 | 496.4392 | 0 | 0 | 0 | 0 | 0 | 0 | 0 | 0 | 0 | 0 | 0.59793 | 3.8659 | 0 | 0
7023 | 2.4956 | 0 | 498.2039 | 0 | 0 | 0 | 0 | 0 | 0 | 0 | 0 | 0 | 0 | 0.6339 | 3.1296 | 0 | 0
7024 | 1.3653 | 0 | 499.1693 | 0 | 0 | 0 | 0 | 0 | 0 | 0 | 0 | 0 | 0 | 0.67941 | 2.0448 | 0 | 0
7025 | 0 | 0 | 499.1693 | 0 | 0 | 0 | 0 | 0 | 0 | 0 | 0 | 0 | 0 | 0.7179 | 0.77585 | 0 | 0.057948
7026 | 0 | 0.75255 | 498.1051 | 0 | 0 | 0 | 0 | 0 | 0 | 0 | 0 | 0 | 0 | 0.75255 | 0 | 0 | 0
7027 | 0 | 0.75704 | 497.0344 | 0 | 0 | 0 | 0 | 0 | 0 | 0 | 0 | 0 | 0 | 0.75704 | 0 | 0 | 0
7028 | 0 | 0.73465 | 495.9955 | 0 | 0 | 0 | 0 | 0 | 0 | 0 | 0 | 0 | 0 | 0.73465 | 0 | 0 | 0
7029 | 0 | 0.70052 | 495.0048 | 0 | 0 | 0 | 0 | 0 | 0 | 0 | 0 | 0 | 0 | 0.70052 | 0 | 0 | 0
7030 | 0 | 0.64998 | 494.0856 | 0 | 0 | 0 | 0 | 0 | 0 | 0 | 0 | 0 | 0 | 0.64998 | 0 | 0 | 0
7031 | 0 | 0.60442 | 493.2308 | 0 | 0 | 0 | 0 | 0 | 0 | 0 | 0 | 0 | 0 | 0.60442 | 0 | 0 | 0
7032 | 0 | 0.57416 | 492.4188 | 0 | 0 | 0 | 0 | 0 | 0 | 0 | 0 | 0 | 0 | 0.57416 | 0 | 0 | 0
7033 | 0 | 0.55518 | 491.6337 | 0 | 0 | 0 | 0 | 0 | 0 | 0 | 0 | 0 | 0 | 0.55518 | 0 | 0 | 0
7034 | 0 | 0.54466 | 490.8634 | 0 | 0 | 0 | 0 | 0 | 0 | 0 | 0 | 0 | 0 | 0.54466 | 0 | 0 | 0
7035 | 0 | 0.54146 | 490.0977 | 0 | 0 | 0 | 0 | 0 | 0 | 0 | 0 | 0 | 0 | 0.54146 | 0 | 0 | 0
7036 | 0 | 0.55703 | 489.3099 | 0 | 0 | 0 | 0 | 0 | 0 | 0 | 0 | 0 | 0 | 0.55703 | 0 | 0 | 0
7037 | 0 | 0.59558 | 488.4676 | 0 | 0 | 0 | 0 | 0 | 0 | 0 | 0 | 0 | 0 | 0.59558 | 0 | 0 | 0
7038 | 0 | 0.66587 | 487.5259 | 0 | 0 | 0 | 0 | 0 | 0 | 0 | 0 | 0 | 0 | 0.66587 | 0 | 0 | 0
7039 | 0 | 0.61041 | 486.6627 | 0 | 0 | 0 | 0 | 0 | 0 | 0 | 0 | 0 | 0 | 0.70468 | 0.094275 | 0 | 0
7040 | 0 | 0 | 486.6627 | 0 | 0 | 0 | 0 | 0 | 0 | 0 | 0 | 0 | 0 | 0.70769 | 1.4515 | 0 | 0.74381
7041 | 1.948 | 0 | 488.0401 | 0 | 0 | 0 | 0 | 0 | 0 | 0 | 0 | 0 | 0 | 0.7108 | 2.6587 | 0 | 0
7042 | 0 | 0 | 488.0401 | 0 | 0 | 0 | 0 | 0 | 0 | 0 | 0 | 0 | 0 | 0.71517 | 3.5562 | 0 | 2.8411
7043 | 3.4011 | 0 | 490.4451 | 0 | 0 | 0 | 0 | 0 | 0 | 0 | 0 | 0 | 0 | 0.72184 | 4.123 | 0 | 0
7044 | 3.6016 | 0 | 492.9918 | 0 | 0 | 0 | 0 | 0 | 0 | 0 | 0 | 0 | 0 | 0.73611 | 4.3377 | 0 | 0
7045 | 3.4837 | 0 | 495.4551 | 0 | 0 | 0 | 0 | 0 | 0 | 0 | 0 | 0 | 0 | 0.76125 | 4.245 | 0 | 0
7046 | 3.0337 | 0 | 497.6003 | 0 | 0 | 0 | 0 | 0 | 0 | 0 | 0 | 0 | 0 | 0.79188 | 3.8256 | 0 | 0
7047 | 2.2546 | 0 | 499.1946 | 0 | 0 | 0 | 0 | 0 | 0 | 0 | 0 | 0 | 0 | 0.82924 | 3.0838 | 0 | 0
7048 | 1.1391 | 0 | 500 | 0 | 0 | 0 | 0 | 0 | 0 | 0 | 0 | 0 | 0 | 0.86078 | 1.9998 | 0 | 0
7049 | 0 | 0.13463 | 499.8096 | 0 | 0 | 0 | 0 | 0 | 0 | 0 | 0 | 0 | 0 | 0.87453 | 0.7399 | 0 | 0
7050 | 0 | 0.8779 | 498.5681 | 0 | 0 | 0 | 0 | 0 | 0 | 0 | 0 | 0 | 0 | 0.8779 | 0 | 0 | 0
7051 | 0 | 0.86492 | 497.3449 | 0 | 0 | 0 | 0 | 0 | 0 | 0 | 0 | 0 | 0 | 0.86492 | 0 | 0 | 0
7052 | 0 | 0.82611 | 496.1766 | 0 | 0 | 0 | 0 | 0 | 0 | 0 | 0 | 0 | 0 | 0.82611 | 0 | 0 | 0
7053 | 0 | 0.77555 | 495.0798 | 0 | 0 | 0 | 0 | 0 | 0 | 0 | 0 | 0 | 0 | 0.77555 | 0 | 0 | 0
7054 | 0 | 0.71423 | 494.0697 | 0 | 0 | 0 | 0 | 0 | 0 | 0 | 0 | 0 | 0 | 0.71423 | 0 | 0 | 0
7055 | 0 | 0.65976 | 493.1367 | 0 | 0 | 0 | 0 | 0 | 0 | 0 | 0 | 0 | 0 | 0.65976 | 0 | 0 | 0
7056 | 0 | 0.62329 | 492.2552 | 0 | 0 | 0 | 0 | 0 | 0 | 0 | 0 | 0 | 0 | 0.62329 | 0 | 0 | 0
7057 | 0 | 0.59872 | 491.4085 | 0 | 0 | 0 | 0 | 0 | 0 | 0 | 0 | 0 | 0 | 0.59872 | 0 | 0 | 0
7058 | 0 | 0.58163 | 490.586 | 0 | 0 | 0 | 0 | 0 | 0 | 0 | 0 | 0 | 0 | 0.58163 | 0 | 0 | 0
7059 | 0 | 0.57452 | 489.7735 | 0 | 0 | 0 | 0 | 0 | 0 | 0 | 0 | 0 | 0 | 0.57452 | 0 | 0 | 0
7060 | 0 | 0.58491 | 488.9463 | 0 | 0 | 0 | 0 | 0 | 0 | 0 | 0 | 0 | 0 | 0.58491 | 0 | 0 | 0
7061 | 0 | 0.61918 | 488.0706 | 0 | 0 | 0 | 0 | 0 | 0 | 0 | 0 | 0 | 0 | 0.61918 | 0 | 0 | 0
7062 | 0 | 0.68739 | 487.0985 | 0 | 0 | 0 | 0 | 0 | 0 | 0 | 0 | 0 | 0 | 0.68739 | 0 | 0 | 0
7063 | 0 | 0.65667 | 486.1698 | 0 | 0 | 0 | 0 | 0 | 0 | 0 | 0 | 0 | 0 | 0.71962 | 0.06295 | 0 | 0
7064 | 0 | 0 | 486.1698 | 0 | 0 | 0 | 0 | 0 | 0 | 0 | 0 | 0 | 0 | 0.7182 | 1.1691 | 0 | 0.4509
7065 | 1.0323 | 0 | 486.8998 | 0 | 0 | 0 | 0 | 0 | 0 | 0 | 0 | 0 | 0 | 0.71962 | 2.2245 | 0 | 0.47252
7066 | 2.8498 | 0 | 488.9149 | 0 | 0 | 0 | 0 | 0 | 0 | 0 | 0 | 0 | 0 | 0.73865 | 3.5885 | 0 | 0
7067 | 3.418 | 0 | 491.3318 | 0 | 0 | 0 | 0 | 0 | 0 | 0 | 0 | 0 | 0 | 0.75354 | 4.1715 | 0 | 0
7068 | 3.5987 | 0 | 493.8765 | 0 | 0 | 0 | 0 | 0 | 0 | 0 | 0 | 0 | 0 | 0.77859 | 4.3773 | 0 | 0
7069 | 3.4457 | 0 | 496.313 | 0 | 0 | 0 | 0 | 0 | 0 | 0 | 0 | 0 | 0 | 0.81505 | 4.2607 | 0 | 0
7070 | 2.9126 | 0 | 498.3725 | 0 | 0 | 0 | 0 | 0 | 0 | 0 | 0 | 0 | 0 | 0.85187 | 3.7645 | 0 | 0
7071 | 1.6724 | 0 | 499.5551 | 0 | 0 | 0 | 0 | 0 | 0 | 0 | 0 | 0 | 0 | 0.89217 | 2.5646 | 0 | 0
7072 | 0.62924 | 0 | 500 | 0 | 0 | 0 | 0 | 0 | 0 | 0 | 0 | 0 | 0 | 0.91791 | 1.5472 | 0 | 0
7073 | 0 | 0.39487 | 499.4416 | 0 | 0 | 0 | 0 | 0 | 0 | 0 | 0 | 0 | 0 | 0.92137 | 0.5265 | 0 | 0
7074 | 0 | 0.91113 | 498.153 | 0 | 0 | 0 | 0 | 0 | 0 | 0 | 0 | 0 | 0 | 0.91113 | 0 | 0 | 0
7075 | 0 | 0.89187 | 496.8918 | 0 | 0 | 0 | 0 | 0 | 0 | 0 | 0 | 0 | 0 | 0.89187 | 0 | 0 | 0
7076 | 0 | 0.85326 | 495.6851 | 0 | 0 | 0 | 0 | 0 | 0 | 0 | 0 | 0 | 0 | 0.85326 | 0 | 0 | 0
7077 | 0 | 0.8008 | 494.5526 | 0 | 0 | 0 | 0 | 0 | 0 | 0 | 0 | 0 | 0 | 0.8008 | 0 | 0 | 0
7078 | 0 | 0.73204 | 493.5173 | 0 | 0 | 0 | 0 | 0 | 0 | 0 | 0 | 0 | 0 | 0.73204 | 0 | 0 | 0
7079 | 0 | 0.67513 | 492.5625 | 0 | 0 | 0 | 0 | 0 | 0 | 0 | 0 | 0 | 0 | 0.67513 | 0 | 0 | 0
7080 | 0 | 0.63494 | 491.6646 | 0 | 0 | 0 | 0 | 0 | 0 | 0 | 0 | 0 | 0 | 0.63494 | 0 | 0 | 0
7081 | 0 | 0.60918 | 490.8031 | 0 | 0 | 0 | 0 | 0 | 0 | 0 | 0 | 0 | 0 | 0.60918 | 0 | 0 | 0
7082 | 0 | 0.5889 | 489.9702 | 0 | 0 | 0 | 0 | 0 | 0 | 0 | 0 | 0 | 0 | 0.5889 | 0 | 0 | 0
7083 | 0 | 0.57936 | 489.1509 | 0 | 0 | 0 | 0 | 0 | 0 | 0 | 0 | 0 | 0 | 0.57936 | 0 | 0 | 0
7084 | 0 | 0.58951 | 488.3172 | 0 | 0 | 0 | 0 | 0 | 0 | 0 | 0 | 0 | 0 | 0.58951 | 0 | 0 | 0
7085 | 0 | 0.62441 | 487.4341 | 0 | 0 | 0 | 0 | 0 | 0 | 0 | 0 | 0 | 0 | 0.62441 | 0 | 0 | 0
7086 | 0 | 0.6932 | 486.4538 | 0 | 0 | 0 | 0 | 0 | 0 | 0 | 0 | 0 | 0 | 0.6932 | 0 | 0 | 0
7087 | 0 | 0.67659 | 485.497 | 0 | 0 | 0 | 0 | 0 | 0 | 0 | 0 | 0 | 0 | 0.72439 | 0.0478 | 0 | 0
7088 | 0.35996 | 0 | 485.7515 | 0 | 0 | 0 | 0 | 0 | 0 | 0 | 0 | 0 | 0 | 0.72354 | 1.0835 | 0 | 0
7089 | 1.3503 | 0 | 486.7063 | 0 | 0 | 0 | 0 | 0 | 0 | 0 | 0 | 0 | 0 | 0.72954 | 2.0798 | 0 | 0
7090 | 2.1167 | 0 | 488.203 | 0 | 0 | 0 | 0 | 0 | 0 | 0 | 0 | 0 | 0 | 0.73885 | 2.8555 | 0 | 0
7091 | 3.3148 | 0 | 490.5469 | 0 | 0 | 0 | 0 | 0 | 0 | 0 | 0 | 0 | 0 | 0.7495 | 4.0643 | 0 | 0
7092 | 2.8369 | 0 | 492.5529 | 0 | 0 | 0 | 0 | 0 | 0 | 0 | 0 | 0 | 0 | 0.77015 | 3.607 | 0 | 0
7093 | 3.3354 | 0 | 494.9114 | 0 | 0 | 0 | 0 | 0 | 0 | 0 | 0 | 0 | 0 | 0.80143 | 4.1368 | 0 | 0
7094 | 2.8503 | 0 | 496.9268 | 0 | 0 | 0 | 0 | 0 | 0 | 0 | 0 | 0 | 0 | 0.83879 | 3.689 | 0 | 0
7095 | 0 | 0 | 496.9268 | 0 | 0 | 0 | 0 | 0 | 0 | 0 | 0 | 0 | 0 | 0.874 | 1.1353 | 0 | 0.26125
7096 | 0 | 0.21193 | 496.6271 | 0 | 0 | 0 | 0 | 0 | 0 | 0 | 0 | 0 | 0 | 0.89878 | 0.68685 | 0 | 0
7097 | 0 | 0.718 | 495.6117 | 0 | 0 | 0 | 0 | 0 | 0 | 0 | 0 | 0 | 0 | 0.89675 | 0.17875 | 0 | 0
7098 | 0 | 0.89736 | 494.3426 | 0 | 0 | 0 | 0 | 0 | 0 | 0 | 0 | 0 | 0 | 0.89736 | 0 | 0 | 0
7099 | 0 | 0.88725 | 493.0879 | 0 | 0 | 0 | 0 | 0 | 0 | 0 | 0 | 0 | 0 | 0.88725 | 0 | 0 | 0
7100 | 0 | 0.84615 | 491.8912 | 0 | 0 | 0 | 0 | 0 | 0 | 0 | 0 | 0 | 0 | 0.84615 | 0 | 0 | 0
7101 | 0 | 0.79407 | 490.7683 | 0 | 0 | 0 | 0 | 0 | 0 | 0 | 0 | 0 | 0 | 0.79407 | 0 | 0 | 0
7102 | 0 | 0.73214 | 489.7329 | 0 | 0 | 0 | 0 | 0 | 0 | 0 | 0 | 0 | 0 | 0.73214 | 0 | 0 | 0
7103 | 0 | 0.67711 | 488.7753 | 0 | 0 | 0 | 0 | 0 | 0 | 0 | 0 | 0 | 0 | 0.67711 | 0 | 0 | 0
7104 | 0 | 0.63952 | 487.8709 | 0 | 0 | 0 | 0 | 0 | 0 | 0 | 0 | 0 | 0 | 0.63952 | 0 | 0 | 0
7105 | 0 | 0.61232 | 487.0049 | 0 | 0 | 0 | 0 | 0 | 0 | 0 | 0 | 0 | 0 | 0.61232 | 0 | 0 | 0
7106 | 0 | 0.59494 | 486.1635 | 0 | 0 | 0 | 0 | 0 | 0 | 0 | 0 | 0 | 0 | 0.59494 | 0 | 0 | 0
7107 | 0 | 0.58511 | 485.3361 | 0 | 0 | 0 | 0 | 0 | 0 | 0 | 0 | 0 | 0 | 0.58511 | 0 | 0 | 0
7108 | 0 | 0.59482 | 484.4949 | 0 | 0 | 0 | 0 | 0 | 0 | 0 | 0 | 0 | 0 | 0.59482 | 0 | 0 | 0
7109 | 0 | 0.63074 | 483.6029 | 0 | 0 | 0 | 0 | 0 | 0 | 0 | 0 | 0 | 0 | 0.63074 | 0 | 0 | 0
7110 | 0 | 0.69549 | 482.6193 | 0 | 0 | 0 | 0 | 0 | 0 | 0 | 0 | 0 | 0 | 0.69549 | 0 | 0 | 0
7111 | 0 | 0.70414 | 481.6235 | 0 | 0 | 0 | 0 | 0 | 0 | 0 | 0 | 0 | 0 | 0.72569 | 0.02155 | 0 | 0
7112 | 0 | 0.049815 | 481.553 | 0 | 0 | 0 | 0 | 0 | 0 | 0 | 0 | 0 | 0 | 0.72827 | 0.67845 | 0 | 0
7113 | 0.6462 | 0 | 482.01 | 0 | 0 | 0 | 0 | 0 | 0 | 0 | 0 | 0 | 0 | 0.73785 | 1.3841 | 0 | 0
7114 | 2.1442 | 0 | 483.5262 | 0 | 0 | 0 | 0 | 0 | 0 | 0 | 0 | 0 | 0 | 0.75081 | 2.895 | 0 | 0
7115 | 2.1096 | 0 | 485.0179 | 0 | 0 | 0 | 0 | 0 | 0 | 0 | 0 | 0 | 0 | 0.76452 | 2.8742 | 0 | 0
7116 | 2.7517 | 0 | 486.9637 | 0 | 0 | 0 | 0 | 0 | 0 | 0 | 0 | 0 | 0 | 0.78626 | 3.538 | 0 | 0
7117 | 2.5212 | 0 | 488.7464 | 0 | 0 | 0 | 0 | 0 | 0 | 0 | 0 | 0 | 0 | 0.82356 | 3.3447 | 0 | 0
7118 | 1.7275 | 0 | 489.968 | 0 | 0 | 0 | 0 | 0 | 0 | 0 | 0 | 0 | 0 | 0.86365 | 2.5911 | 0 | 0
7119 | 1.5019 | 0 | 491.0299 | 0 | 0 | 0 | 0 | 0 | 0 | 0 | 0 | 0 | 0 | 0.90699 | 2.4089 | 0 | 0
7120 | 0 | 0 | 491.0299 | 0 | 0 | 0 | 0 | 0 | 0 | 0 | 0 | 0 | 0 | 0.93674 | 1.4255 | 0 | 0.48876
7121 | 0 | 0.30364 | 490.6005 | 0 | 0 | 0 | 0 | 0 | 0 | 0 | 0 | 0 | 0 | 0.93899 | 0.63535 | 0 | 0
7122 | 0 | 0.93273 | 489.2814 | 0 | 0 | 0 | 0 | 0 | 0 | 0 | 0 | 0 | 0 | 0.93273 | 0 | 0 | 0
7123 | 0 | 0.91192 | 487.9918 | 0 | 0 | 0 | 0 | 0 | 0 | 0 | 0 | 0 | 0 | 0.91192 | 0 | 0 | 0
7124 | 0 | 0.87407 | 486.7557 | 0 | 0 | 0 | 0 | 0 | 0 | 0 | 0 | 0 | 0 | 0.87407 | 0 | 0 | 0
7125 | 0 | 0.82031 | 485.5956 | 0 | 0 | 0 | 0 | 0 | 0 | 0 | 0 | 0 | 0 | 0.82031 | 0 | 0 | 0
7126 | 0 | 0.75323 | 484.5304 | 0 | 0 | 0 | 0 | 0 | 0 | 0 | 0 | 0 | 0 | 0.75323 | 0 | 0 | 0
7127 | 0 | 0.69541 | 483.5469 | 0 | 0 | 0 | 0 | 0 | 0 | 0 | 0 | 0 | 0 | 0.69541 | 0 | 0 | 0
7128 | 0 | 0.65211 | 482.6247 | 0 | 0 | 0 | 0 | 0 | 0 | 0 | 0 | 0 | 0 | 0.65211 | 0 | 0 | 0
7129 | 0 | 0.61868 | 481.7497 | 0 | 0 | 0 | 0 | 0 | 0 | 0 | 0 | 0 | 0 | 0.61868 | 0 | 0 | 0
7130 | 0 | 0.59769 | 480.9045 | 0 | 0 | 0 | 0 | 0 | 0 | 0 | 0 | 0 | 0 | 0.59769 | 0 | 0 | 0
7131 | 0 | 0.58609 | 480.0756 | 0 | 0 | 0 | 0 | 0 | 0 | 0 | 0 | 0 | 0 | 0.58609 | 0 | 0 | 0
7132 | 0 | 0.59201 | 479.2384 | 0 | 0 | 0 | 0 | 0 | 0 | 0 | 0 | 0 | 0 | 0.59201 | 0 | 0 | 0
7133 | 0 | 0.6258 | 478.3534 | 0 | 0 | 0 | 0 | 0 | 0 | 0 | 0 | 0 | 0 | 0.6258 | 0 | 0 | 0
7134 | 0 | 0.68948 | 477.3783 | 0 | 0 | 0 | 0 | 0 | 0 | 0 | 0 | 0 | 0 | 0.68948 | 0 | 0 | 0
7135 | 0 | 0.68042 | 476.416 | 0 | 0 | 0 | 0 | 0 | 0 | 0 | 0 | 0 | 0 | 0.72367 | 0.04325 | 0 | 0
7136 | 0.54446 | 0 | 476.801 | 0 | 0 | 0 | 0 | 0 | 0 | 0 | 0 | 0 | 0 | 0.73326 | 1.3112 | 0 | 0.033477
7137 | 1.7164 | 0 | 478.0147 | 0 | 0 | 0 | 0 | 0 | 0 | 0 | 0 | 0 | 0 | 0.75146 | 2.4678 | 0 | 0
7138 | 2.501 | 0 | 479.7832 | 0 | 0 | 0 | 0 | 0 | 0 | 0 | 0 | 0 | 0 | 0.75974 | 3.2607 | 0 | 0
7139 | 3.0346 | 0 | 481.9289 | 0 | 0 | 0 | 0 | 0 | 0 | 0 | 0 | 0 | 0 | 0.77367 | 3.8083 | 0 | 0
7140 | 3.2415 | 0 | 484.221 | 0 | 0 | 0 | 0 | 0 | 0 | 0 | 0 | 0 | 0 | 0.78775 | 4.0293 | 0 | 0
7141 | 3.1076 | 0 | 486.4184 | 0 | 0 | 0 | 0 | 0 | 0 | 0 | 0 | 0 | 0 | 0.82137 | 3.9289 | 0 | 0
7142 | 2.6962 | 0 | 488.3249 | 0 | 0 | 0 | 0 | 0 | 0 | 0 | 0 | 0 | 0 | 0.86163 | 3.5579 | 0 | 0
7143 | 1.9353 | 0 | 489.6934 | 0 | 0 | 0 | 0 | 0 | 0 | 0 | 0 | 0 | 0 | 0.90186 | 2.8372 | 0 | 0
7144 | 0.87157 | 0 | 490.3097 | 0 | 0 | 0 | 0 | 0 | 0 | 0 | 0 | 0 | 0 | 0.92709 | 1.7987 | 0 | 0
7145 | 0 | 0.33515 | 489.8357 | 0 | 0 | 0 | 0 | 0 | 0 | 0 | 0 | 0 | 0 | 0.92195 | 0.5868 | 0 | 0
7146 | 0 | 0.90394 | 488.5574 | 0 | 0 | 0 | 0 | 0 | 0 | 0 | 0 | 0 | 0 | 0.90394 | 0 | 0 | 0
7147 | 0 | 0.87549 | 487.3192 | 0 | 0 | 0 | 0 | 0 | 0 | 0 | 0 | 0 | 0 | 0.87549 | 0 | 0 | 0
7148 | 0 | 0.83307 | 486.1411 | 0 | 0 | 0 | 0 | 0 | 0 | 0 | 0 | 0 | 0 | 0.83307 | 0 | 0 | 0
7149 | 0 | 0.78563 | 485.0301 | 0 | 0 | 0 | 0 | 0 | 0 | 0 | 0 | 0 | 0 | 0.78563 | 0 | 0 | 0
7150 | 0 | 0.731 | 483.9963 | 0 | 0 | 0 | 0 | 0 | 0 | 0 | 0 | 0 | 0 | 0.731 | 0 | 0 | 0
7151 | 0 | 0.6757 | 483.0407 | 0 | 0 | 0 | 0 | 0 | 0 | 0 | 0 | 0 | 0 | 0.6757 | 0 | 0 | 0
7152 | 0 | 0.62931 | 482.1507 | 0 | 0 | 0 | 0 | 0 | 0 | 0 | 0 | 0 | 0 | 0.62931 | 0 | 0 | 0
7153 | 0 | 0.59574 | 481.3082 | 0 | 0 | 0 | 0 | 0 | 0 | 0 | 0 | 0 | 0 | 0.59574 | 0 | 0 | 0
7154 | 0 | 0.57367 | 480.4969 | 0 | 0 | 0 | 0 | 0 | 0 | 0 | 0 | 0 | 0 | 0.57367 | 0 | 0 | 0
7155 | 0 | 0.5584 | 479.7072 | 0 | 0 | 0 | 0 | 0 | 0 | 0 | 0 | 0 | 0 | 0.5584 | 0 | 0 | 0
7156 | 0 | 0.55866 | 478.9171 | 0 | 0 | 0 | 0 | 0 | 0 | 0 | 0 | 0 | 0 | 0.55866 | 0 | 0 | 0
7157 | 0 | 0.57031 | 478.1106 | 0 | 0 | 0 | 0 | 0 | 0 | 0 | 0 | 0 | 0 | 0.57031 | 0 | 0 | 0
7158 | 0 | 0.59658 | 477.2669 | 0 | 0 | 0 | 0 | 0 | 0 | 0 | 0 | 0 | 0 | 0.59658 | 0 | 0 | 0
7159 | 0 | 0.56874 | 476.4626 | 0 | 0 | 0 | 0 | 0 | 0 | 0 | 0 | 0 | 0 | 0.61099 | 0.04225 | 0 | 0
7160 | 0.76237 | 0 | 477.0017 | 0 | 0 | 0 | 0 | 0 | 0 | 0 | 0 | 0 | 0 | 0.61948 | 1.3819 | 0 | 0
7161 | 1.9629 | 0 | 478.3896 | 0 | 0 | 0 | 0 | 0 | 0 | 0 | 0 | 0 | 0 | 0.62223 | 2.5851 | 0 | 0
7162 | 2.8365 | 0 | 480.3954 | 0 | 0 | 0 | 0 | 0 | 0 | 0 | 0 | 0 | 0 | 0.6261 | 3.4627 | 0 | 0
7163 | 3.321 | 0 | 482.7437 | 0 | 0 | 0 | 0 | 0 | 0 | 0 | 0 | 0 | 0 | 0.63172 | 3.9527 | 0 | 0
7164 | 2.9452 | 0 | 484.8263 | 0 | 0 | 0 | 0 | 0 | 0 | 0 | 0 | 0 | 0 | 0.64837 | 3.5936 | 0 | 0
7165 | 3.4099 | 0 | 487.2375 | 0 | 0 | 0 | 0 | 0 | 0 | 0 | 0 | 0 | 0 | 0.67035 | 4.0803 | 0 | 0
7166 | 2.3005 | 0 | 488.8642 | 0 | 0 | 0 | 0 | 0 | 0 | 0 | 0 | 0 | 0 | 0.70016 | 3.0006 | 0 | 0
7167 | 2.2174 | 0 | 490.4321 | 0 | 0 | 0 | 0 | 0 | 0 | 0 | 0 | 0 | 0 | 0.73887 | 2.9563 | 0 | 0
7168 | 1.1067 | 0 | 491.2147 | 0 | 0 | 0 | 0 | 0 | 0 | 0 | 0 | 0 | 0 | 0.77005 | 1.8767 | 0 | 0
7169 | 0 | 0.14101 | 491.0153 | 0 | 0 | 0 | 0 | 0 | 0 | 0 | 0 | 0 | 0 | 0.77931 | 0.6383 | 0 | 0
7170 | 0 | 0.78072 | 489.9112 | 0 | 0 | 0 | 0 | 0 | 0 | 0 | 0 | 0 | 0 | 0.78072 | 0 | 0 | 0
7171 | 0 | 0.75899 | 488.8378 | 0 | 0 | 0 | 0 | 0 | 0 | 0 | 0 | 0 | 0 | 0.75899 | 0 | 0 | 0
7172 | 0 | 0.71976 | 487.8199 | 0 | 0 | 0 | 0 | 0 | 0 | 0 | 0 | 0 | 0 | 0.71976 | 0 | 0 | 0
7173 | 0 | 0.67835 | 486.8606 | 0 | 0 | 0 | 0 | 0 | 0 | 0 | 0 | 0 | 0 | 0.67835 | 0 | 0 | 0
7174 | 0 | 0.64002 | 485.9554 | 0 | 0 | 0 | 0 | 0 | 0 | 0 | 0 | 0 | 0 | 0.64002 | 0 | 0 | 0
7175 | 0 | 0.60225 | 485.1037 | 0 | 0 | 0 | 0 | 0 | 0 | 0 | 0 | 0 | 0 | 0.60225 | 0 | 0 | 0
7176 | 0 | 0.56812 | 484.3003 | 0 | 0 | 0 | 0 | 0 | 0 | 0 | 0 | 0 | 0 | 0.56812 | 0 | 0 | 0
7177 | 0 | 0.54226 | 483.5334 | 0 | 0 | 0 | 0 | 0 | 0 | 0 | 0 | 0 | 0 | 0.54226 | 0 | 0 | 0
7178 | 0 | 0.52671 | 482.7885 | 0 | 0 | 0 | 0 | 0 | 0 | 0 | 0 | 0 | 0 | 0.52671 | 0 | 0 | 0
7179 | 0 | 0.51534 | 482.0597 | 0 | 0 | 0 | 0 | 0 | 0 | 0 | 0 | 0 | 0 | 0.51534 | 0 | 0 | 0
7180 | 0 | 0.51123 | 481.3367 | 0 | 0 | 0 | 0 | 0 | 0 | 0 | 0 | 0 | 0 | 0.51123 | 0 | 0 | 0
7181 | 0 | 0.50891 | 480.617 | 0 | 0 | 0 | 0 | 0 | 0 | 0 | 0 | 0 | 0 | 0.50891 | 0 | 0 | 0
7182 | 0 | 0.52603 | 479.8731 | 0 | 0 | 0 | 0 | 0 | 0 | 0 | 0 | 0 | 0 | 0.52603 | 0 | 0 | 0
7183 | 0 | 0.51877 | 479.1395 | 0 | 0 | 0 | 0 | 0 | 0 | 0 | 0 | 0 | 0 | 0.52964 | 0.010875 | 0 | 0
7184 | 0 | 0 | 479.1395 | 0 | 0 | 0 | 0 | 0 | 0 | 0 | 0 | 0 | 0 | 0.53196 | 0.6802 | 0 | 0.14824
7185 | 0.8546 | 0 | 479.7437 | 0 | 0 | 0 | 0 | 0 | 0 | 0 | 0 | 0 | 0 | 0.52905 | 1.3837 | 0 | 0
7186 | 0 | 0.50693 | 479.0268 | 0 | 0 | 0 | 0 | 0 | 0 | 0 | 0 | 0 | 0 | 0.52061 | 0.013675 | 0 | 0
7187 | 0 | 0 | 479.0268 | 0 | 0 | 0 | 0 | 0 | 0 | 0 | 0 | 0 | 0 | 0.51781 | 1.7428 | 0 | 1.225
7188 | 0.99988 | 0 | 479.7339 | 0 | 0 | 0 | 0 | 0 | 0 | 0 | 0 | 0 | 0 | 0.51807 | 1.5179 | 0 | 0
7189 | 0.11344 | 0 | 479.8141 | 0 | 0 | 0 | 0 | 0 | 0 | 0 | 0 | 0 | 0 | 0.52401 | 0.63745 | 0 | 0
7190 | 0 | 0.068911 | 479.7166 | 0 | 0 | 0 | 0 | 0 | 0 | 0 | 0 | 0 | 0 | 0.53536 | 0.46645 | 0 | 0
7191 | 0 | 0.4328 | 479.1046 | 0 | 0 | 0 | 0 | 0 | 0 | 0 | 0 | 0 | 0 | 0.56235 | 0.12955 | 0 | 0
7192 | 0 | 0.35958 | 478.596 | 0 | 0 | 0 | 0 | 0 | 0 | 0 | 0 | 0 | 0 | 0.59355 | 0.23397 | 0 | 0
7193 | 0 | 0.58479 | 477.769 | 0 | 0 | 0 | 0 | 0 | 0 | 0 | 0 | 0 | 0 | 0.63361 | 0.048825 | 0 | 0
7194 | 0 | 0.67278 | 476.8176 | 0 | 0 | 0 | 0 | 0 | 0 | 0 | 0 | 0 | 0 | 0.67278 | 0 | 0 | 0
7195 | 0 | 0.6753 | 475.8625 | 0 | 0 | 0 | 0 | 0 | 0 | 0 | 0 | 0 | 0 | 0.6753 | 0 | 0 | 0
7196 | 0 | 0.65863 | 474.9311 | 0 | 0 | 0 | 0 | 0 | 0 | 0 | 0 | 0 | 0 | 0.65863 | 0 | 0 | 0
7197 | 0 | 0.63239 | 474.0368 | 0 | 0 | 0 | 0 | 0 | 0 | 0 | 0 | 0 | 0 | 0.63239 | 0 | 0 | 0
7198 | 0 | 0.59185 | 473.1998 | 0 | 0 | 0 | 0 | 0 | 0 | 0 | 0 | 0 | 0 | 0.59185 | 0 | 0 | 0
7199 | 0 | 0.55642 | 472.4129 | 0 | 0 | 0 | 0 | 0 | 0 | 0 | 0 | 0 | 0 | 0.55642 | 0 | 0 | 0
7200 | 0 | 0.53087 | 471.6621 | 0 | 0 | 0 | 0 | 0 | 0 | 0 | 0 | 0 | 0 | 0.53087 | 0 | 0 | 0
7201 | 0 | 0.51354 | 470.9359 | 0 | 0 | 0 | 0 | 0 | 0 | 0 | 0 | 0 | 0 | 0.51354 | 0 | 0 | 0
7202 | 0 | 0.50404 | 470.223 | 0 | 0 | 0 | 0 | 0 | 0 | 0 | 0 | 0 | 0 | 0.50404 | 0 | 0 | 0
7203 | 0 | 0.5021 | 469.5129 | 0 | 0 | 0 | 0 | 0 | 0 | 0 | 0 | 0 | 0 | 0.5021 | 0 | 0 | 0
7204 | 0 | 0.51314 | 468.7873 | 0 | 0 | 0 | 0 | 0 | 0 | 0 | 0 | 0 | 0 | 0.51314 | 0 | 0 | 0
7205 | 0 | 0.55073 | 468.0084 | 0 | 0 | 0 | 0 | 0 | 0 | 0 | 0 | 0 | 0 | 0.55073 | 0 | 0 | 0
7206 | 0 | 0.61552 | 467.1379 | 0 | 0 | 0 | 0 | 0 | 0 | 0 | 0 | 0 | 0 | 0.61552 | 0 | 0 | 0
7207 | 0 | 0.64985 | 466.2189 | 0 | 0 | 0 | 0 | 0 | 0 | 0 | 0 | 0 | 0 | 0.64985 | 0 | 0 | 0
7208 | 0.54651 | 0 | 466.6053 | 0 | 0 | 0 | 0 | 0 | 0 | 0 | 0 | 0 | 0 | 0.64889 | 1.1954 | 0 | 0
7209 | 0 | 0.088284 | 466.4805 | 0 | 0 | 0 | 0 | 0 | 0 | 0 | 0 | 0 | 0 | 0.63688 | 0.5486 | 0 | 0
7210 | 1.3818 | 0 | 467.4576 | 0 | 0 | 0 | 0 | 0 | 0 | 0 | 0 | 0 | 0 | 0.62909 | 2.0109 | 0 | 0
7211 | 2.0823 | 0 | 468.93 | 0 | 0 | 0 | 0 | 0 | 0 | 0 | 0 | 0 | 0 | 0.62363 | 2.7059 | 0 | 0
7212 | 2.2562 | 0 | 470.5253 | 0 | 0 | 0 | 0 | 0 | 0 | 0 | 0 | 0 | 0 | 0.62228 | 2.8784 | 0 | 0
7213 | 0 | 0 | 470.5253 | 0 | 0 | 0 | 0 | 0 | 0 | 0 | 0 | 0 | 0 | 0.63485 | 0.6781 | 0 | 0.043248
7214 | 0 | 0.37272 | 469.9982 | 0 | 0 | 0 | 0 | 0 | 0 | 0 | 0 | 0 | 0 | 0.6502 | 0.27748 | 0 | 0
7215 | 2.2388 | 0 | 471.5813 | 0 | 0 | 0 | 0 | 0 | 0 | 0 | 0 | 0 | 0 | 0.67213 | 2.911 | 0 | 0
7216 | 1.0759 | 0 | 472.3421 | 0 | 0 | 0 | 0 | 0 | 0 | 0 | 0 | 0 | 0 | 0.6985 | 1.7745 | 0 | 0
7217 | 0 | 0.20175 | 472.0568 | 0 | 0 | 0 | 0 | 0 | 0 | 0 | 0 | 0 | 0 | 0.73025 | 0.5285 | 0 | 0
7218 | 0 | 0.7686 | 470.9698 | 0 | 0 | 0 | 0 | 0 | 0 | 0 | 0 | 0 | 0 | 0.7686 | 0 | 0 | 0
7219 | 0 | 0.7666 | 469.8857 | 0 | 0 | 0 | 0 | 0 | 0 | 0 | 0 | 0 | 0 | 0.7666 | 0 | 0 | 0
7220 | 0 | 0.74133 | 468.8373 | 0 | 0 | 0 | 0 | 0 | 0 | 0 | 0 | 0 | 0 | 0.74133 | 0 | 0 | 0
7221 | 0 | 0.70434 | 467.8412 | 0 | 0 | 0 | 0 | 0 | 0 | 0 | 0 | 0 | 0 | 0.70434 | 0 | 0 | 0
7222 | 0 | 0.65305 | 466.9176 | 0 | 0 | 0 | 0 | 0 | 0 | 0 | 0 | 0 | 0 | 0.65305 | 0 | 0 | 0
7223 | 0 | 0.60627 | 466.0603 | 0 | 0 | 0 | 0 | 0 | 0 | 0 | 0 | 0 | 0 | 0.60627 | 0 | 0 | 0
7224 | 0 | 0.56984 | 465.2544 | 0 | 0 | 0 | 0 | 0 | 0 | 0 | 0 | 0 | 0 | 0.56984 | 0 | 0 | 0
7225 | 0 | 0.54513 | 464.4835 | 0 | 0 | 0 | 0 | 0 | 0 | 0 | 0 | 0 | 0 | 0.54513 | 0 | 0 | 0
7226 | 0 | 0.53138 | 463.732 | 0 | 0 | 0 | 0 | 0 | 0 | 0 | 0 | 0 | 0 | 0.53138 | 0 | 0 | 0
7227 | 0 | 0.53559 | 462.9745 | 0 | 0 | 0 | 0 | 0 | 0 | 0 | 0 | 0 | 0 | 0.53559 | 0 | 0 | 0
7228 | 0 | 0.54909 | 462.198 | 0 | 0 | 0 | 0 | 0 | 0 | 0 | 0 | 0 | 0 | 0.54909 | 0 | 0 | 0
7229 | 0 | 0.5783 | 461.3802 | 0 | 0 | 0 | 0 | 0 | 0 | 0 | 0 | 0 | 0 | 0.5783 | 0 | 0 | 0
7230 | 0 | 0.65178 | 460.4584 | 0 | 0 | 0 | 0 | 0 | 0 | 0 | 0 | 0 | 0 | 0.65178 | 0 | 0 | 0
7231 | 0 | 0.69158 | 459.4804 | 0 | 0 | 0 | 0 | 0 | 0 | 0 | 0 | 0 | 0 | 0.69158 | 0 | 0 | 0
7232 | 0.60517 | 0 | 459.9083 | 0 | 0 | 0 | 0 | 0 | 0 | 0 | 0 | 0 | 0 | 0.68463 | 1.2898 | 0 | 0
7233 | 1.8845 | 0 | 461.2408 | 0 | 0 | 0 | 0 | 0 | 0 | 0 | 0 | 0 | 0 | 0.66488 | 2.5494 | 0 | 0
7234 | 2.8531 | 0 | 463.2583 | 0 | 0 | 0 | 0 | 0 | 0 | 0 | 0 | 0 | 0 | 0.64493 | 3.4981 | 0 | 0
7235 | 2.8253 | 0 | 465.256 | 0 | 0 | 0 | 0 | 0 | 0 | 0 | 0 | 0 | 0 | 0.6412 | 3.4665 | 0 | 0
7236 | 2.7618 | 0 | 467.2089 | 0 | 0 | 0 | 0 | 0 | 0 | 0 | 0 | 0 | 0 | 0.63553 | 3.3973 | 0 | 0
7237 | 3.4987 | 0 | 469.6829 | 0 | 0 | 0 | 0 | 0 | 0 | 0 | 0 | 0 | 0 | 0.64438 | 4.1431 | 0 | 0
7238 | 2.3681 | 0 | 471.3574 | 0 | 0 | 0 | 0 | 0 | 0 | 0 | 0 | 0 | 0 | 0.64833 | 3.0164 | 0 | 0
7239 | 1.6408 | 0 | 472.5176 | 0 | 0 | 0 | 0 | 0 | 0 | 0 | 0 | 0 | 0 | 0.66539 | 2.3062 | 0 | 0
7240 | 0.67505 | 0 | 472.9949 | 0 | 0 | 0 | 0 | 0 | 0 | 0 | 0 | 0 | 0 | 0.6895 | 1.3645 | 0 | 0
7241 | 0 | 0.30939 | 472.5574 | 0 | 0 | 0 | 0 | 0 | 0 | 0 | 0 | 0 | 0 | 0.72224 | 0.41285 | 0 | 0
7242 | 0 | 0.76397 | 471.477 | 0 | 0 | 0 | 0 | 0 | 0 | 0 | 0 | 0 | 0 | 0.76397 | 0 | 0 | 0
7243 | 0 | 0.76202 | 470.3993 | 0 | 0 | 0 | 0 | 0 | 0 | 0 | 0 | 0 | 0 | 0.76202 | 0 | 0 | 0
7244 | 0 | 0.74034 | 469.3523 | 0 | 0 | 0 | 0 | 0 | 0 | 0 | 0 | 0 | 0 | 0.74034 | 0 | 0 | 0
7245 | 0 | 0.70459 | 468.3559 | 0 | 0 | 0 | 0 | 0 | 0 | 0 | 0 | 0 | 0 | 0.70459 | 0 | 0 | 0
7246 | 0 | 0.65965 | 467.423 | 0 | 0 | 0 | 0 | 0 | 0 | 0 | 0 | 0 | 0 | 0.65965 | 0 | 0 | 0
7247 | 0 | 0.61876 | 466.548 | 0 | 0 | 0 | 0 | 0 | 0 | 0 | 0 | 0 | 0 | 0.61876 | 0 | 0 | 0
7248 | 0 | 0.58681 | 465.7181 | 0 | 0 | 0 | 0 | 0 | 0 | 0 | 0 | 0 | 0 | 0.58681 | 0 | 0 | 0
7249 | 0 | 0.5647 | 464.9195 | 0 | 0 | 0 | 0 | 0 | 0 | 0 | 0 | 0 | 0 | 0.5647 | 0 | 0 | 0
7250 | 0 | 0.55686 | 464.132 | 0 | 0 | 0 | 0 | 0 | 0 | 0 | 0 | 0 | 0 | 0.55686 | 0 | 0 | 0
7251 | 0 | 0.55582 | 463.3459 | 0 | 0 | 0 | 0 | 0 | 0 | 0 | 0 | 0 | 0 | 0.55582 | 0 | 0 | 0
7252 | 0 | 0.56934 | 462.5407 | 0 | 0 | 0 | 0 | 0 | 0 | 0 | 0 | 0 | 0 | 0.56934 | 0 | 0 | 0
7253 | 0 | 0.59917 | 461.6934 | 0 | 0 | 0 | 0 | 0 | 0 | 0 | 0 | 0 | 0 | 0.59917 | 0 | 0 | 0
7254 | 0 | 0.66849 | 460.748 | 0 | 0 | 0 | 0 | 0 | 0 | 0 | 0 | 0 | 0 | 0.66849 | 0 | 0 | 0
7255 | 0 | 0.70121 | 459.7563 | 0 | 0 | 0 | 0 | 0 | 0 | 0 | 0 | 0 | 0 | 0.70121 | 0 | 0 | 0
7256 | 0 | 0 | 459.7563 | 0 | 0 | 0 | 0 | 0 | 0 | 0 | 0 | 0 | 0 | 0.69309 | 1.1637 | 0 | 0.47056
7257 | 1.816 | 0 | 461.0404 | 0 | 0 | 0 | 0 | 0 | 0 | 0 | 0 | 0 | 0 | 0.66094 | 2.4769 | 0 | 0
7258 | 2.8572 | 0 | 463.0607 | 0 | 0 | 0 | 0 | 0 | 0 | 0 | 0 | 0 | 0 | 0.65072 | 3.5079 | 0 | 0
7259 | 3.5227 | 0 | 465.5517 | 0 | 0 | 0 | 0 | 0 | 0 | 0 | 0 | 0 | 0 | 0.63931 | 4.162 | 0 | 0
7260 | 3.8013 | 0 | 468.2396 | 0 | 0 | 0 | 0 | 0 | 0 | 0 | 0 | 0 | 0 | 0.62543 | 4.4268 | 0 | 0
7261 | 0 | 0.53039 | 467.4895 | 0 | 0 | 0 | 0 | 0 | 0 | 0 | 0 | 0 | 0 | 0.63349 | 0.1031 | 0 | 0
7262 | 0 | 0.55573 | 466.7036 | 0 | 0 | 0 | 0 | 0 | 0 | 0 | 0 | 0 | 0 | 0.63943 | 0.0837 | 0 | 0
7263 | 0.26201 | 0 | 466.8889 | 0 | 0 | 0 | 0 | 0 | 0 | 0 | 0 | 0 | 0 | 0.65974 | 0.92175 | 0 | 0
7264 | 0 | 0.31216 | 466.4474 | 0 | 0 | 0 | 0 | 0 | 0 | 0 | 0 | 0 | 0 | 0.68931 | 0.37715 | 0 | 0
7265 | 0 | 0.13694 | 466.2538 | 0 | 0 | 0 | 0 | 0 | 0 | 0 | 0 | 0 | 0 | 0.72009 | 0.58315 | 0 | 0
7266 | 0 | 0.76692 | 465.1692 | 0 | 0 | 0 | 0 | 0 | 0 | 0 | 0 | 0 | 0 | 0.76692 | 0 | 0 | 0
7267 | 0 | 0.76836 | 464.0825 | 0 | 0 | 0 | 0 | 0 | 0 | 0 | 0 | 0 | 0 | 0.76836 | 0 | 0 | 0
7268 | 0 | 0.74799 | 463.0247 | 0 | 0 | 0 | 0 | 0 | 0 | 0 | 0 | 0 | 0 | 0.74799 | 0 | 0 | 0
7269 | 0 | 0.71483 | 462.0138 | 0 | 0 | 0 | 0 | 0 | 0 | 0 | 0 | 0 | 0 | 0.71483 | 0 | 0 | 0
7270 | 0 | 0.66533 | 461.0729 | 0 | 0 | 0 | 0 | 0 | 0 | 0 | 0 | 0 | 0 | 0.66533 | 0 | 0 | 0
7271 | 0 | 0.62036 | 460.1956 | 0 | 0 | 0 | 0 | 0 | 0 | 0 | 0 | 0 | 0 | 0.62036 | 0 | 0 | 0
7272 | 0 | 0.58901 | 459.3626 | 0 | 0 | 0 | 0 | 0 | 0 | 0 | 0 | 0 | 0 | 0.58901 | 0 | 0 | 0
7273 | 0 | 0.56844 | 458.5587 | 0 | 0 | 0 | 0 | 0 | 0 | 0 | 0 | 0 | 0 | 0.56844 | 0 | 0 | 0
7274 | 0 | 0.55807 | 457.7694 | 0 | 0 | 0 | 0 | 0 | 0 | 0 | 0 | 0 | 0 | 0.55807 | 0 | 0 | 0
7275 | 0 | 0.55401 | 456.9859 | 0 | 0 | 0 | 0 | 0 | 0 | 0 | 0 | 0 | 0 | 0.55401 | 0 | 0 | 0
7276 | 0 | 0.56951 | 456.1805 | 0 | 0 | 0 | 0 | 0 | 0 | 0 | 0 | 0 | 0 | 0.56951 | 0 | 0 | 0
7277 | 0 | 0.60857 | 455.3199 | 0 | 0 | 0 | 0 | 0 | 0 | 0 | 0 | 0 | 0 | 0.60857 | 0 | 0 | 0
7278 | 0 | 0.68254 | 454.3546 | 0 | 0 | 0 | 0 | 0 | 0 | 0 | 0 | 0 | 0 | 0.68254 | 0 | 0 | 0
7279 | 0 | 0.72701 | 453.3265 | 0 | 0 | 0 | 0 | 0 | 0 | 0 | 0 | 0 | 0 | 0.72701 | 0 | 0 | 0
7280 | 0 | 0 | 453.3265 | 0 | 0 | 0 | 0 | 0 | 0 | 0 | 0 | 0 | 0 | 0.71827 | 1.2262 | 0 | 0.50788
7281 | 1.7894 | 0 | 454.5918 | 0 | 0 | 0 | 0 | 0 | 0 | 0 | 0 | 0 | 0 | 0.69007 | 2.4794 | 0 | 0
7282 | 2.7753 | 0 | 456.5542 | 0 | 0 | 0 | 0 | 0 | 0 | 0 | 0 | 0 | 0 | 0.66399 | 3.4393 | 0 | 0
7283 | 3.3951 | 0 | 458.9549 | 0 | 0 | 0 | 0 | 0 | 0 | 0 | 0 | 0 | 0 | 0.64626 | 4.0414 | 0 | 0
7284 | 3.6055 | 0 | 461.5044 | 0 | 0 | 0 | 0 | 0 | 0 | 0 | 0 | 0 | 0 | 0.63678 | 4.2423 | 0 | 0
7285 | 3.5383 | 0 | 464.0063 | 0 | 0 | 0 | 0 | 0 | 0 | 0 | 0 | 0 | 0 | 0.64374 | 4.182 | 0 | 0
7286 | 3.0849 | 0 | 466.1877 | 0 | 0 | 0 | 0 | 0 | 0 | 0 | 0 | 0 | 0 | 0.65481 | 3.7397 | 0 | 0
7287 | 2.3098 | 0 | 467.8209 | 0 | 0 | 0 | 0 | 0 | 0 | 0 | 0 | 0 | 0 | 0.67525 | 2.9851 | 0 | 0
7288 | 1.1558 | 0 | 468.6382 | 0 | 0 | 0 | 0 | 0 | 0 | 0 | 0 | 0 | 0 | 0.70261 | 1.8584 | 0 | 0
7289 | 0 | 0.16978 | 468.3981 | 0 | 0 | 0 | 0 | 0 | 0 | 0 | 0 | 0 | 0 | 0.72948 | 0.5597 | 0 | 0
7290 | 0 | 0.75232 | 467.3342 | 0 | 0 | 0 | 0 | 0 | 0 | 0 | 0 | 0 | 0 | 0.75232 | 0 | 0 | 0
7291 | 0 | 0.7388 | 466.2894 | 0 | 0 | 0 | 0 | 0 | 0 | 0 | 0 | 0 | 0 | 0.7388 | 0 | 0 | 0
7292 | 0 | 0.72592 | 465.2628 | 0 | 0 | 0 | 0 | 0 | 0 | 0 | 0 | 0 | 0 | 0.72592 | 0 | 0 | 0
7293 | 0 | 0.7037 | 464.2676 | 0 | 0 | 0 | 0 | 0 | 0 | 0 | 0 | 0 | 0 | 0.7037 | 0 | 0 | 0
7294 | 0 | 0.66104 | 463.3327 | 0 | 0 | 0 | 0 | 0 | 0 | 0 | 0 | 0 | 0 | 0.66104 | 0 | 0 | 0
7295 | 0 | 0.6203 | 462.4555 | 0 | 0 | 0 | 0 | 0 | 0 | 0 | 0 | 0 | 0 | 0.6203 | 0 | 0 | 0
7296 | 0 | 0.59261 | 461.6174 | 0 | 0 | 0 | 0 | 0 | 0 | 0 | 0 | 0 | 0 | 0.59261 | 0 | 0 | 0
7297 | 0 | 0.57234 | 460.808 | 0 | 0 | 0 | 0 | 0 | 0 | 0 | 0 | 0 | 0 | 0.57234 | 0 | 0 | 0
7298 | 0 | 0.56081 | 460.0149 | 0 | 0 | 0 | 0 | 0 | 0 | 0 | 0 | 0 | 0 | 0.56081 | 0 | 0 | 0
7299 | 0 | 0.55829 | 459.2254 | 0 | 0 | 0 | 0 | 0 | 0 | 0 | 0 | 0 | 0 | 0.55829 | 0 | 0 | 0
7300 | 0 | 0.57158 | 458.417 | 0 | 0 | 0 | 0 | 0 | 0 | 0 | 0 | 0 | 0 | 0.57158 | 0 | 0 | 0
7301 | 0 | 0.61333 | 457.5497 | 0 | 0 | 0 | 0 | 0 | 0 | 0 | 0 | 0 | 0 | 0.61333 | 0 | 0 | 0
7302 | 0 | 0.68234 | 456.5847 | 0 | 0 | 0 | 0 | 0 | 0 | 0 | 0 | 0 | 0 | 0.68234 | 0 | 0 | 0
7303 | 0 | 0.72614 | 455.5578 | 0 | 0 | 0 | 0 | 0 | 0 | 0 | 0 | 0 | 0 | 0.72614 | 0 | 0 | 0
7304 | 0.51619 | 0 | 455.9228 | 0 | 0 | 0 | 0 | 0 | 0 | 0 | 0 | 0 | 0 | 0.72216 | 1.2384 | 0 | 0
7305 | 1.8266 | 0 | 457.2144 | 0 | 0 | 0 | 0 | 0 | 0 | 0 | 0 | 0 | 0 | 0.69806 | 2.5247 | 0 | 0
7306 | 2.8105 | 0 | 459.2017 | 0 | 0 | 0 | 0 | 0 | 0 | 0 | 0 | 0 | 0 | 0.67293 | 3.4834 | 0 | 0
7307 | 3.4126 | 0 | 461.6148 | 0 | 0 | 0 | 0 | 0 | 0 | 0 | 0 | 0 | 0 | 0.65837 | 4.071 | 0 | 0
7308 | 3.6391 | 0 | 464.1881 | 0 | 0 | 0 | 0 | 0 | 0 | 0 | 0 | 0 | 0 | 0.64445 | 4.2836 | 0 | 0
7309 | 3.5151 | 0 | 466.6737 | 0 | 0 | 0 | 0 | 0 | 0 | 0 | 0 | 0 | 0 | 0.65983 | 4.1749 | 0 | 0
7310 | 3.0615 | 0 | 468.8385 | 0 | 0 | 0 | 0 | 0 | 0 | 0 | 0 | 0 | 0 | 0.67496 | 3.7365 | 0 | 0
7311 | 2.2856 | 0 | 470.4546 | 0 | 0 | 0 | 0 | 0 | 0 | 0 | 0 | 0 | 0 | 0.6882 | 2.9738 | 0 | 0
7312 | 1.1554 | 0 | 471.2717 | 0 | 0 | 0 | 0 | 0 | 0 | 0 | 0 | 0 | 0 | 0.71041 | 1.8659 | 0 | 0
7313 | 0 | 0.18072 | 471.0161 | 0 | 0 | 0 | 0 | 0 | 0 | 0 | 0 | 0 | 0 | 0.73647 | 0.55575 | 0 | 0
7314 | 0 | 0.76852 | 469.9292 | 0 | 0 | 0 | 0 | 0 | 0 | 0 | 0 | 0 | 0 | 0.76852 | 0 | 0 | 0
7315 | 0 | 0.75865 | 468.8563 | 0 | 0 | 0 | 0 | 0 | 0 | 0 | 0 | 0 | 0 | 0.75865 | 0 | 0 | 0
7316 | 0 | 0.73633 | 467.815 | 0 | 0 | 0 | 0 | 0 | 0 | 0 | 0 | 0 | 0 | 0.73633 | 0 | 0 | 0
7317 | 0 | 0.70691 | 466.8153 | 0 | 0 | 0 | 0 | 0 | 0 | 0 | 0 | 0 | 0 | 0.70691 | 0 | 0 | 0
7318 | 0 | 0.66487 | 465.875 | 0 | 0 | 0 | 0 | 0 | 0 | 0 | 0 | 0 | 0 | 0.66487 | 0 | 0 | 0
7319 | 0 | 0.62295 | 464.994 | 0 | 0 | 0 | 0 | 0 | 0 | 0 | 0 | 0 | 0 | 0.62295 | 0 | 0 | 0
7320 | 0 | 0.59308 | 464.1553 | 0 | 0 | 0 | 0 | 0 | 0 | 0 | 0 | 0 | 0 | 0.59308 | 0 | 0 | 0
7321 | 0 | 0.57146 | 463.3471 | 0 | 0 | 0 | 0 | 0 | 0 | 0 | 0 | 0 | 0 | 0.57146 | 0 | 0 | 0
7322 | 0 | 0.55691 | 462.5595 | 0 | 0 | 0 | 0 | 0 | 0 | 0 | 0 | 0 | 0 | 0.55691 | 0 | 0 | 0
7323 | 0 | 0.54871 | 461.7835 | 0 | 0 | 0 | 0 | 0 | 0 | 0 | 0 | 0 | 0 | 0.54871 | 0 | 0 | 0
7324 | 0 | 0.55002 | 461.0057 | 0 | 0 | 0 | 0 | 0 | 0 | 0 | 0 | 0 | 0 | 0.55002 | 0 | 0 | 0
7325 | 0 | 0.56583 | 460.2055 | 0 | 0 | 0 | 0 | 0 | 0 | 0 | 0 | 0 | 0 | 0.56583 | 0 | 0 | 0
7326 | 0 | 0.59669 | 459.3616 | 0 | 0 | 0 | 0 | 0 | 0 | 0 | 0 | 0 | 0 | 0.59669 | 0 | 0 | 0
7327 | 0 | 0.62164 | 458.4825 | 0 | 0 | 0 | 0 | 0 | 0 | 0 | 0 | 0 | 0 | 0.62164 | 0 | 0 | 0
7328 | 0.65908 | 0 | 458.9486 | 0 | 0 | 0 | 0 | 0 | 0 | 0 | 0 | 0 | 0 | 0.62837 | 1.2874 | 0 | 0
7329 | 1.9842 | 0 | 460.3516 | 0 | 0 | 0 | 0 | 0 | 0 | 0 | 0 | 0 | 0 | 0.61633 | 2.6006 | 0 | 0
7330 | 2.9678 | 0 | 462.4502 | 0 | 0 | 0 | 0 | 0 | 0 | 0 | 0 | 0 | 0 | 0.59869 | 3.5665 | 0 | 0
7331 | 3.5806 | 0 | 464.9821 | 0 | 0 | 0 | 0 | 0 | 0 | 0 | 0 | 0 | 0 | 0.58622 | 4.1669 | 0 | 0
7332 | 3.8284 | 0 | 467.6891 | 0 | 0 | 0 | 0 | 0 | 0 | 0 | 0 | 0 | 0 | 0.57794 | 4.4063 | 0 | 0
7333 | 3.6846 | 0 | 470.2945 | 0 | 0 | 0 | 0 | 0 | 0 | 0 | 0 | 0 | 0 | 0.58015 | 4.2648 | 0 | 0
7334 | 3.2117 | 0 | 472.5655 | 0 | 0 | 0 | 0 | 0 | 0 | 0 | 0 | 0 | 0 | 0.59579 | 3.8075 | 0 | 0
7335 | 2.4182 | 0 | 474.2755 | 0 | 0 | 0 | 0 | 0 | 0 | 0 | 0 | 0 | 0 | 0.61879 | 3.037 | 0 | 0
7336 | 1.2661 | 0 | 475.1707 | 0 | 0 | 0 | 0 | 0 | 0 | 0 | 0 | 0 | 0 | 0.64642 | 1.9125 | 0 | 0
7337 | 0 | 0.087347 | 475.0472 | 0 | 0 | 0 | 0 | 0 | 0 | 0 | 0 | 0 | 0 | 0.6767 | 0.58935 | 0 | 0
7338 | 0 | 0.71593 | 474.0347 | 0 | 0 | 0 | 0 | 0 | 0 | 0 | 0 | 0 | 0 | 0.71593 | 0 | 0 | 0
7339 | 0 | 0.71113 | 473.029 | 0 | 0 | 0 | 0 | 0 | 0 | 0 | 0 | 0 | 0 | 0.71113 | 0 | 0 | 0
7340 | 0 | 0.69268 | 472.0494 | 0 | 0 | 0 | 0 | 0 | 0 | 0 | 0 | 0 | 0 | 0.69268 | 0 | 0 | 0
7341 | 0 | 0.66932 | 471.1029 | 0 | 0 | 0 | 0 | 0 | 0 | 0 | 0 | 0 | 0 | 0.66932 | 0 | 0 | 0
7342 | 0 | 0.63428 | 470.2059 | 0 | 0 | 0 | 0 | 0 | 0 | 0 | 0 | 0 | 0 | 0.63428 | 0 | 0 | 0
7343 | 0 | 0.59909 | 469.3586 | 0 | 0 | 0 | 0 | 0 | 0 | 0 | 0 | 0 | 0 | 0.59909 | 0 | 0 | 0
7344 | 0 | 0.56701 | 468.5567 | 0 | 0 | 0 | 0 | 0 | 0 | 0 | 0 | 0 | 0 | 0.56701 | 0 | 0 | 0
7345 | 0 | 0.54258 | 467.7894 | 0 | 0 | 0 | 0 | 0 | 0 | 0 | 0 | 0 | 0 | 0.54258 | 0 | 0 | 0
7346 | 0 | 0.53325 | 467.0353 | 0 | 0 | 0 | 0 | 0 | 0 | 0 | 0 | 0 | 0 | 0.53325 | 0 | 0 | 0
7347 | 0 | 0.53111 | 466.2842 | 0 | 0 | 0 | 0 | 0 | 0 | 0 | 0 | 0 | 0 | 0.53111 | 0 | 0 | 0
7348 | 0 | 0.53566 | 465.5266 | 0 | 0 | 0 | 0 | 0 | 0 | 0 | 0 | 0 | 0 | 0.53566 | 0 | 0 | 0
7349 | 0 | 0.55052 | 464.7481 | 0 | 0 | 0 | 0 | 0 | 0 | 0 | 0 | 0 | 0 | 0.55052 | 0 | 0 | 0
7350 | 0 | 0.56733 | 463.9458 | 0 | 0 | 0 | 0 | 0 | 0 | 0 | 0 | 0 | 0 | 0.56733 | 0 | 0 | 0
7351 | 0 | 0.57468 | 463.133 | 0 | 0 | 0 | 0 | 0 | 0 | 0 | 0 | 0 | 0 | 0.57468 | 0 | 0 | 0
7352 | 0.75986 | 0 | 463.6703 | 0 | 0 | 0 | 0 | 0 | 0 | 0 | 0 | 0 | 0 | 0.56289 | 1.3228 | 0 | 0
7353 | 2.0821 | 0 | 465.1426 | 0 | 0 | 0 | 0 | 0 | 0 | 0 | 0 | 0 | 0 | 0.54849 | 2.6305 | 0 | 0
7354 | 3.0375 | 0 | 467.2904 | 0 | 0 | 0 | 0 | 0 | 0 | 0 | 0 | 0 | 0 | 0.53898 | 3.5764 | 0 | 0
7355 | 3.5782 | 0 | 469.8205 | 0 | 0 | 0 | 0 | 0 | 0 | 0 | 0 | 0 | 0 | 0.54235 | 4.1205 | 0 | 0
7356 | 3.7674 | 0 | 472.4845 | 0 | 0 | 0 | 0 | 0 | 0 | 0 | 0 | 0 | 0 | 0.55277 | 4.3201 | 0 | 0
7357 | 3.642 | 0 | 475.0598 | 0 | 0 | 0 | 0 | 0 | 0 | 0 | 0 | 0 | 0 | 0.57401 | 4.216 | 0 | 0
7358 | 3.1599 | 0 | 477.2941 | 0 | 0 | 0 | 0 | 0 | 0 | 0 | 0 | 0 | 0 | 0.596 | 3.7559 | 0 | 0
7359 | 2.3667 | 0 | 478.9676 | 0 | 0 | 0 | 0 | 0 | 0 | 0 | 0 | 0 | 0 | 0.63402 | 3.0007 | 0 | 0
7360 | 1.1927 | 0 | 479.811 | 0 | 0 | 0 | 0 | 0 | 0 | 0 | 0 | 0 | 0 | 0.67554 | 1.8682 | 0 | 0
7361 | 0 | 0.17995 | 479.5565 | 0 | 0 | 0 | 0 | 0 | 0 | 0 | 0 | 0 | 0 | 0.72675 | 0.5468 | 0 | 0
7362 | 0 | 0.72927 | 478.5252 | 0 | 0 | 0 | 0 | 0 | 0 | 0 | 0 | 0 | 0 | 0.72927 | 0 | 0 | 0
7363 | 0 | 0.70912 | 477.5223 | 0 | 0 | 0 | 0 | 0 | 0 | 0 | 0 | 0 | 0 | 0.70912 | 0 | 0 | 0
7364 | 0 | 0.68514 | 476.5534 | 0 | 0 | 0 | 0 | 0 | 0 | 0 | 0 | 0 | 0 | 0.68514 | 0 | 0 | 0
7365 | 0 | 0.65702 | 475.6242 | 0 | 0 | 0 | 0 | 0 | 0 | 0 | 0 | 0 | 0 | 0.65702 | 0 | 0 | 0
7366 | 0 | 0.61489 | 474.7546 | 0 | 0 | 0 | 0 | 0 | 0 | 0 | 0 | 0 | 0 | 0.61489 | 0 | 0 | 0
7367 | 0 | 0.58058 | 473.9336 | 0 | 0 | 0 | 0 | 0 | 0 | 0 | 0 | 0 | 0 | 0.58058 | 0 | 0 | 0
7368 | 0 | 0.5583 | 473.144 | 0 | 0 | 0 | 0 | 0 | 0 | 0 | 0 | 0 | 0 | 0.5583 | 0 | 0 | 0
7369 | 0 | 0.544 | 472.3747 | 0 | 0 | 0 | 0 | 0 | 0 | 0 | 0 | 0 | 0 | 0.544 | 0 | 0 | 0
7370 | 0 | 0.53635 | 471.6161 | 0 | 0 | 0 | 0 | 0 | 0 | 0 | 0 | 0 | 0 | 0.53635 | 0 | 0 | 0
7371 | 0 | 0.53929 | 470.8535 | 0 | 0 | 0 | 0 | 0 | 0 | 0 | 0 | 0 | 0 | 0.53929 | 0 | 0 | 0
7372 | 0 | 0.56009 | 470.0614 | 0 | 0 | 0 | 0 | 0 | 0 | 0 | 0 | 0 | 0 | 0.56009 | 0 | 0 | 0
7373 | 0 | 0.60907 | 469.2 | 0 | 0 | 0 | 0 | 0 | 0 | 0 | 0 | 0 | 0 | 0.60907 | 0 | 0 | 0
7374 | 0 | 0.67093 | 468.2512 | 0 | 0 | 0 | 0 | 0 | 0 | 0 | 0 | 0 | 0 | 0.67093 | 0 | 0 | 0
7375 | 0 | 0.68018 | 467.2893 | 0 | 0 | 0 | 0 | 0 | 0 | 0 | 0 | 0 | 0 | 0.68018 | 0 | 0 | 0
7376 | 0.55156 | 0 | 467.6793 | 0 | 0 | 0 | 0 | 0 | 0 | 0 | 0 | 0 | 0 | 0.66914 | 1.2207 | 0 | 0
7377 | 0.99296 | 0 | 468.3814 | 0 | 0 | 0 | 0 | 0 | 0 | 0 | 0 | 0 | 0 | 0.65504 | 1.648 | 0 | 0
7378 | 2.396 | 0 | 470.0756 | 0 | 0 | 0 | 0 | 0 | 0 | 0 | 0 | 0 | 0 | 0.66313 | 3.0591 | 0 | 0
7379 | 2.8031 | 0 | 472.0577 | 0 | 0 | 0 | 0 | 0 | 0 | 0 | 0 | 0 | 0 | 0.66744 | 3.4705 | 0 | 0
7380 | 3.4992 | 0 | 474.532 | 0 | 0 | 0 | 0 | 0 | 0 | 0 | 0 | 0 | 0 | 0.68615 | 4.1853 | 0 | 0
7381 | 2.6012 | 0 | 476.3714 | 0 | 0 | 0 | 0 | 0 | 0 | 0 | 0 | 0 | 0 | 0.7014 | 3.3026 | 0 | 0
7382 | 2.9062 | 0 | 478.4264 | 0 | 0 | 0 | 0 | 0 | 0 | 0 | 0 | 0 | 0 | 0.72408 | 3.6303 | 0 | 0
7383 | 1.6087 | 0 | 479.5639 | 0 | 0 | 0 | 0 | 0 | 0 | 0 | 0 | 0 | 0 | 0.7493 | 2.358 | 0 | 0
7384 | 0.66584 | 0 | 480.0347 | 0 | 0 | 0 | 0 | 0 | 0 | 0 | 0 | 0 | 0 | 0.77196 | 1.4378 | 0 | 0
7385 | 0 | 0.41812 | 479.4434 | 0 | 0 | 0 | 0 | 0 | 0 | 0 | 0 | 0 | 0 | 0.81177 | 0.39365 | 0 | 0
7386 | 0 | 0.80446 | 478.3057 | 0 | 0 | 0 | 0 | 0 | 0 | 0 | 0 | 0 | 0 | 0.80446 | 0 | 0 | 0
7387 | 0 | 0.77886 | 477.2043 | 0 | 0 | 0 | 0 | 0 | 0 | 0 | 0 | 0 | 0 | 0.77886 | 0 | 0 | 0
7388 | 0 | 0.74889 | 476.1452 | 0 | 0 | 0 | 0 | 0 | 0 | 0 | 0 | 0 | 0 | 0.74889 | 0 | 0 | 0
7389 | 0 | 0.70346 | 475.1503 | 0 | 0 | 0 | 0 | 0 | 0 | 0 | 0 | 0 | 0 | 0.70346 | 0 | 0 | 0
7390 | 0 | 0.65175 | 474.2286 | 0 | 0 | 0 | 0 | 0 | 0 | 0 | 0 | 0 | 0 | 0.65175 | 0 | 0 | 0
7391 | 0 | 0.611 | 473.3646 | 0 | 0 | 0 | 0 | 0 | 0 | 0 | 0 | 0 | 0 | 0.611 | 0 | 0 | 0
7392 | 0 | 0.58347 | 472.5394 | 0 | 0 | 0 | 0 | 0 | 0 | 0 | 0 | 0 | 0 | 0.58347 | 0 | 0 | 0
7393 | 0 | 0.56412 | 471.7416 | 0 | 0 | 0 | 0 | 0 | 0 | 0 | 0 | 0 | 0 | 0.56412 | 0 | 0 | 0
7394 | 0 | 0.55341 | 470.959 | 0 | 0 | 0 | 0 | 0 | 0 | 0 | 0 | 0 | 0 | 0.55341 | 0 | 0 | 0
7395 | 0 | 0.55375 | 470.1759 | 0 | 0 | 0 | 0 | 0 | 0 | 0 | 0 | 0 | 0 | 0.55375 | 0 | 0 | 0
7396 | 0 | 0.56865 | 469.3717 | 0 | 0 | 0 | 0 | 0 | 0 | 0 | 0 | 0 | 0 | 0.56865 | 0 | 0 | 0
7397 | 0 | 0.61252 | 468.5054 | 0 | 0 | 0 | 0 | 0 | 0 | 0 | 0 | 0 | 0 | 0.61252 | 0 | 0 | 0
7398 | 0 | 0.67215 | 467.5549 | 0 | 0 | 0 | 0 | 0 | 0 | 0 | 0 | 0 | 0 | 0.67215 | 0 | 0 | 0
7399 | 0 | 0.69044 | 466.5784 | 0 | 0 | 0 | 0 | 0 | 0 | 0 | 0 | 0 | 0 | 0.69044 | 0 | 0 | 0
7400 | 0.54768 | 0 | 466.9657 | 0 | 0 | 0 | 0 | 0 | 0 | 0 | 0 | 0 | 0 | 0.67847 | 1.2262 | 0 | 0
7401 | 1.8209 | 0 | 468.2533 | 0 | 0 | 0 | 0 | 0 | 0 | 0 | 0 | 0 | 0 | 0.66985 | 2.4907 | 0 | 0
7402 | 2.767 | 0 | 470.2099 | 0 | 0 | 0 | 0 | 0 | 0 | 0 | 0 | 0 | 0 | 0.67017 | 3.4372 | 0 | 0
7403 | 3.301 | 0 | 472.5441 | 0 | 0 | 0 | 0 | 0 | 0 | 0 | 0 | 0 | 0 | 0.67676 | 3.9778 | 0 | 0
7404 | 3.4804 | 0 | 475.005 | 0 | 0 | 0 | 0 | 0 | 0 | 0 | 0 | 0 | 0 | 0.6851 | 4.1654 | 0 | 0
7405 | 3.3487 | 0 | 477.3729 | 0 | 0 | 0 | 0 | 0 | 0 | 0 | 0 | 0 | 0 | 0.71057 | 4.0592 | 0 | 0
7406 | 2.8964 | 0 | 479.421 | 0 | 0 | 0 | 0 | 0 | 0 | 0 | 0 | 0 | 0 | 0.73205 | 3.6284 | 0 | 0
7407 | 2.1281 | 0 | 480.9258 | 0 | 0 | 0 | 0 | 0 | 0 | 0 | 0 | 0 | 0 | 0.75846 | 2.8866 | 0 | 0
7408 | 0.99881 | 0 | 481.6321 | 0 | 0 | 0 | 0 | 0 | 0 | 0 | 0 | 0 | 0 | 0.77649 | 1.7753 | 0 | 0
7409 | 0 | 0.32155 | 481.1773 | 0 | 0 | 0 | 0 | 0 | 0 | 0 | 0 | 0 | 0 | 0.81563 | 0.49407 | 0 | 0
7410 | 0 | 0.80495 | 480.039 | 0 | 0 | 0 | 0 | 0 | 0 | 0 | 0 | 0 | 0 | 0.80495 | 0 | 0 | 0
7411 | 0 | 0.78231 | 478.9326 | 0 | 0 | 0 | 0 | 0 | 0 | 0 | 0 | 0 | 0 | 0.78231 | 0 | 0 | 0
7412 | 0 | 0.75658 | 477.8626 | 0 | 0 | 0 | 0 | 0 | 0 | 0 | 0 | 0 | 0 | 0.75658 | 0 | 0 | 0
7413 | 0 | 0.7149 | 476.8516 | 0 | 0 | 0 | 0 | 0 | 0 | 0 | 0 | 0 | 0 | 0.7149 | 0 | 0 | 0
7414 | 0 | 0.66241 | 475.9148 | 0 | 0 | 0 | 0 | 0 | 0 | 0 | 0 | 0 | 0 | 0.66241 | 0 | 0 | 0
7415 | 0 | 0.61896 | 475.0395 | 0 | 0 | 0 | 0 | 0 | 0 | 0 | 0 | 0 | 0 | 0.61896 | 0 | 0 | 0
7416 | 0 | 0.59259 | 474.2014 | 0 | 0 | 0 | 0 | 0 | 0 | 0 | 0 | 0 | 0 | 0.59259 | 0 | 0 | 0
7417 | 0 | 0.57286 | 473.3913 | 0 | 0 | 0 | 0 | 0 | 0 | 0 | 0 | 0 | 0 | 0.57286 | 0 | 0 | 0
7418 | 0 | 0.56032 | 472.5989 | 0 | 0 | 0 | 0 | 0 | 0 | 0 | 0 | 0 | 0 | 0.56032 | 0 | 0 | 0
7419 | 0 | 0.55908 | 471.8082 | 0 | 0 | 0 | 0 | 0 | 0 | 0 | 0 | 0 | 0 | 0.55908 | 0 | 0 | 0
7420 | 0 | 0.57378 | 470.9968 | 0 | 0 | 0 | 0 | 0 | 0 | 0 | 0 | 0 | 0 | 0.57378 | 0 | 0 | 0
7421 | 0 | 0.61586 | 470.1258 | 0 | 0 | 0 | 0 | 0 | 0 | 0 | 0 | 0 | 0 | 0.61586 | 0 | 0 | 0
7422 | 0 | 0.67392 | 469.1728 | 0 | 0 | 0 | 0 | 0 | 0 | 0 | 0 | 0 | 0 | 0.67392 | 0 | 0 | 0
7423 | 0 | 0.6989 | 468.1844 | 0 | 0 | 0 | 0 | 0 | 0 | 0 | 0 | 0 | 0 | 0.6989 | 0 | 0 | 0
7424 | 0 | 0 | 468.1844 | 0 | 0 | 0 | 0 | 0 | 0 | 0 | 0 | 0 | 0 | 0.69774 | 0.7257 | 0 | 0.027964
7425 | 0.89787 | 0 | 468.8193 | 0 | 0 | 0 | 0 | 0 | 0 | 0 | 0 | 0 | 0 | 0.69398 | 1.5918 | 0 | 0
7426 | 1.8595 | 0 | 470.1341 | 0 | 0 | 0 | 0 | 0 | 0 | 0 | 0 | 0 | 0 | 0.68186 | 2.5414 | 0 | 0
7427 | 0 | 0 | 470.1341 | 0 | 0 | 0 | 0 | 0 | 0 | 0 | 0 | 0 | 0 | 0.68805 | 2.8984 | 0 | 2.2103
7428 | 2.1767 | 0 | 471.6733 | 0 | 0 | 0 | 0 | 0 | 0 | 0 | 0 | 0 | 0 | 0.69618 | 2.8729 | 0 | 0
7429 | 3.2832 | 0 | 473.9949 | 0 | 0 | 0 | 0 | 0 | 0 | 0 | 0 | 0 | 0 | 0.71587 | 3.9991 | 0 | 0
7430 | 2.0187 | 0 | 475.4224 | 0 | 0 | 0 | 0 | 0 | 0 | 0 | 0 | 0 | 0 | 0.73391 | 2.7527 | 0 | 0
7431 | 1.3405 | 0 | 476.3703 | 0 | 0 | 0 | 0 | 0 | 0 | 0 | 0 | 0 | 0 | 0.75052 | 2.0911 | 0 | 0
7432 | 0.45912 | 0 | 476.6949 | 0 | 0 | 0 | 0 | 0 | 0 | 0 | 0 | 0 | 0 | 0.77168 | 1.2308 | 0 | 0
7433 | 0 | 0.54254 | 475.9277 | 0 | 0 | 0 | 0 | 0 | 0 | 0 | 0 | 0 | 0 | 0.81234 | 0.2698 | 0 | 0
7434 | 0 | 0.80465 | 474.7897 | 0 | 0 | 0 | 0 | 0 | 0 | 0 | 0 | 0 | 0 | 0.80465 | 0 | 0 | 0
7435 | 0 | 0.78232 | 473.6833 | 0 | 0 | 0 | 0 | 0 | 0 | 0 | 0 | 0 | 0 | 0.78232 | 0 | 0 | 0
7436 | 0 | 0.75743 | 472.6122 | 0 | 0 | 0 | 0 | 0 | 0 | 0 | 0 | 0 | 0 | 0.75743 | 0 | 0 | 0
7437 | 0 | 0.71785 | 471.597 | 0 | 0 | 0 | 0 | 0 | 0 | 0 | 0 | 0 | 0 | 0.71785 | 0 | 0 | 0
7438 | 0 | 0.66598 | 470.6551 | 0 | 0 | 0 | 0 | 0 | 0 | 0 | 0 | 0 | 0 | 0.66598 | 0 | 0 | 0
7439 | 0 | 0.62411 | 469.7725 | 0 | 0 | 0 | 0 | 0 | 0 | 0 | 0 | 0 | 0 | 0.62411 | 0 | 0 | 0
7440 | 0 | 0.60121 | 468.9223 | 0 | 0 | 0 | 0 | 0 | 0 | 0 | 0 | 0 | 0 | 0.60121 | 0 | 0 | 0
7441 | 0 | 0.58402 | 468.0963 | 0 | 0 | 0 | 0 | 0 | 0 | 0 | 0 | 0 | 0 | 0.58402 | 0 | 0 | 0
7442 | 0 | 0.5727 | 467.2864 | 0 | 0 | 0 | 0 | 0 | 0 | 0 | 0 | 0 | 0 | 0.5727 | 0 | 0 | 0
7443 | 0 | 0.56137 | 466.4925 | 0 | 0 | 0 | 0 | 0 | 0 | 0 | 0 | 0 | 0 | 0.56137 | 0 | 0 | 0
7444 | 0 | 0.57532 | 465.6789 | 0 | 0 | 0 | 0 | 0 | 0 | 0 | 0 | 0 | 0 | 0.57532 | 0 | 0 | 0
7445 | 0 | 0.61721 | 464.806 | 0 | 0 | 0 | 0 | 0 | 0 | 0 | 0 | 0 | 0 | 0.61721 | 0 | 0 | 0
7446 | 0 | 0.67805 | 463.8471 | 0 | 0 | 0 | 0 | 0 | 0 | 0 | 0 | 0 | 0 | 0.67805 | 0 | 0 | 0
7447 | 0 | 0.70263 | 462.8535 | 0 | 0 | 0 | 0 | 0 | 0 | 0 | 0 | 0 | 0 | 0.70263 | 0 | 0 | 0
7448 | 0.42935 | 0 | 463.157 | 0 | 0 | 0 | 0 | 0 | 0 | 0 | 0 | 0 | 0 | 0.6994 | 1.1287 | 0 | 0
7449 | 0.82471 | 0 | 463.7402 | 0 | 0 | 0 | 0 | 0 | 0 | 0 | 0 | 0 | 0 | 0.69374 | 1.5185 | 0 | 0
7450 | 2.1864 | 0 | 465.2862 | 0 | 0 | 0 | 0 | 0 | 0 | 0 | 0 | 0 | 0 | 0.68983 | 2.8763 | 0 | 0
7451 | 3.0611 | 0 | 467.4508 | 0 | 0 | 0 | 0 | 0 | 0 | 0 | 0 | 0 | 0 | 0.69063 | 3.7517 | 0 | 0
7452 | 2.6318 | 0 | 469.3117 | 0 | 0 | 0 | 0 | 0 | 0 | 0 | 0 | 0 | 0 | 0.70199 | 3.3338 | 0 | 0
7453 | 2.2005 | 0 | 470.8677 | 0 | 0 | 0 | 0 | 0 | 0 | 0 | 0 | 0 | 0 | 0.72341 | 2.9239 | 0 | 0
7454 | 1.9827 | 0 | 472.2697 | 0 | 0 | 0 | 0 | 0 | 0 | 0 | 0 | 0 | 0 | 0.74514 | 2.7278 | 0 | 0
7455 | 1.9673 | 0 | 473.6607 | 0 | 0 | 0 | 0 | 0 | 0 | 0 | 0 | 0 | 0 | 0.76207 | 2.7294 | 0 | 0
7456 | 0.89637 | 0 | 474.2946 | 0 | 0 | 0 | 0 | 0 | 0 | 0 | 0 | 0 | 0 | 0.78093 | 1.6773 | 0 | 0
7457 | 0 | 0.38612 | 473.7485 | 0 | 0 | 0 | 0 | 0 | 0 | 0 | 0 | 0 | 0 | 0.8196 | 0.43347 | 0 | 0
7458 | 0 | 0.8114 | 472.601 | 0 | 0 | 0 | 0 | 0 | 0 | 0 | 0 | 0 | 0 | 0.8114 | 0 | 0 | 0
7459 | 0 | 0.78865 | 471.4857 | 0 | 0 | 0 | 0 | 0 | 0 | 0 | 0 | 0 | 0 | 0.78865 | 0 | 0 | 0
7460 | 0 | 0.76209 | 470.4079 | 0 | 0 | 0 | 0 | 0 | 0 | 0 | 0 | 0 | 0 | 0.76209 | 0 | 0 | 0
7461 | 0 | 0.72185 | 469.3871 | 0 | 0 | 0 | 0 | 0 | 0 | 0 | 0 | 0 | 0 | 0.72185 | 0 | 0 | 0
7462 | 0 | 0.67054 | 468.4388 | 0 | 0 | 0 | 0 | 0 | 0 | 0 | 0 | 0 | 0 | 0.67054 | 0 | 0 | 0
7463 | 0 | 0.62776 | 467.551 | 0 | 0 | 0 | 0 | 0 | 0 | 0 | 0 | 0 | 0 | 0.62776 | 0 | 0 | 0
7464 | 0 | 0.59705 | 466.7066 | 0 | 0 | 0 | 0 | 0 | 0 | 0 | 0 | 0 | 0 | 0.59705 | 0 | 0 | 0
7465 | 0 | 0.57448 | 465.8942 | 0 | 0 | 0 | 0 | 0 | 0 | 0 | 0 | 0 | 0 | 0.57448 | 0 | 0 | 0
7466 | 0 | 0.56182 | 465.0997 | 0 | 0 | 0 | 0 | 0 | 0 | 0 | 0 | 0 | 0 | 0.56182 | 0 | 0 | 0
7467 | 0 | 0.55979 | 464.308 | 0 | 0 | 0 | 0 | 0 | 0 | 0 | 0 | 0 | 0 | 0.55979 | 0 | 0 | 0
7468 | 0 | 0.57544 | 463.4942 | 0 | 0 | 0 | 0 | 0 | 0 | 0 | 0 | 0 | 0 | 0.57544 | 0 | 0 | 0
7469 | 0 | 0.61593 | 462.6231 | 0 | 0 | 0 | 0 | 0 | 0 | 0 | 0 | 0 | 0 | 0.61593 | 0 | 0 | 0
7470 | 0 | 0.67176 | 461.6731 | 0 | 0 | 0 | 0 | 0 | 0 | 0 | 0 | 0 | 0 | 0.67176 | 0 | 0 | 0
7471 | 0 | 0.69867 | 460.6851 | 0 | 0 | 0 | 0 | 0 | 0 | 0 | 0 | 0 | 0 | 0.69867 | 0 | 0 | 0
7472 | 0.44825 | 0 | 461.002 | 0 | 0 | 0 | 0 | 0 | 0 | 0 | 0 | 0 | 0 | 0.69945 | 1.1477 | 0 | 0
7473 | 1.6673 | 0 | 462.181 | 0 | 0 | 0 | 0 | 0 | 0 | 0 | 0 | 0 | 0 | 0.70116 | 2.3685 | 0 | 0
7474 | 2.5659 | 0 | 463.9953 | 0 | 0 | 0 | 0 | 0 | 0 | 0 | 0 | 0 | 0 | 0.69766 | 3.2635 | 0 | 0
7475 | 3.0328 | 0 | 466.1398 | 0 | 0 | 0 | 0 | 0 | 0 | 0 | 0 | 0 | 0 | 0.70058 | 3.7334 | 0 | 0
7476 | 3.1582 | 0 | 468.373 | 0 | 0 | 0 | 0 | 0 | 0 | 0 | 0 | 0 | 0 | 0.7145 | 3.8727 | 0 | 0
7477 | 3.0242 | 0 | 470.5115 | 0 | 0 | 0 | 0 | 0 | 0 | 0 | 0 | 0 | 0 | 0.73402 | 3.7582 | 0 | 0
7478 | 2.5948 | 0 | 472.3463 | 0 | 0 | 0 | 0 | 0 | 0 | 0 | 0 | 0 | 0 | 0.74886 | 3.3437 | 0 | 0
7479 | 1.8662 | 0 | 473.6659 | 0 | 0 | 0 | 0 | 0 | 0 | 0 | 0 | 0 | 0 | 0.77149 | 2.6377 | 0 | 0
7480 | 0.84628 | 0 | 474.2643 | 0 | 0 | 0 | 0 | 0 | 0 | 0 | 0 | 0 | 0 | 0.79002 | 1.6363 | 0 | 0
7481 | 0 | 0.40732 | 473.6883 | 0 | 0 | 0 | 0 | 0 | 0 | 0 | 0 | 0 | 0 | 0.82085 | 0.41352 | 0 | 0
7482 | 0 | 0.80398 | 472.5513 | 0 | 0 | 0 | 0 | 0 | 0 | 0 | 0 | 0 | 0 | 0.80398 | 0 | 0 | 0
7483 | 0 | 0.77726 | 471.452 | 0 | 0 | 0 | 0 | 0 | 0 | 0 | 0 | 0 | 0 | 0.77726 | 0 | 0 | 0
7484 | 0 | 0.75418 | 470.3855 | 0 | 0 | 0 | 0 | 0 | 0 | 0 | 0 | 0 | 0 | 0.75418 | 0 | 0 | 0
7485 | 0 | 0.72324 | 469.3627 | 0 | 0 | 0 | 0 | 0 | 0 | 0 | 0 | 0 | 0 | 0.72324 | 0 | 0 | 0
7486 | 0 | 0.67812 | 468.4037 | 0 | 0 | 0 | 0 | 0 | 0 | 0 | 0 | 0 | 0 | 0.67812 | 0 | 0 | 0
7487 | 0 | 0.63567 | 467.5047 | 0 | 0 | 0 | 0 | 0 | 0 | 0 | 0 | 0 | 0 | 0.63567 | 0 | 0 | 0
7488 | 0 | 0.60395 | 466.6506 | 0 | 0 | 0 | 0 | 0 | 0 | 0 | 0 | 0 | 0 | 0.60395 | 0 | 0 | 0
7489 | 0 | 0.58056 | 465.8295 | 0 | 0 | 0 | 0 | 0 | 0 | 0 | 0 | 0 | 0 | 0.58056 | 0 | 0 | 0
7490 | 0 | 0.56414 | 465.0317 | 0 | 0 | 0 | 0 | 0 | 0 | 0 | 0 | 0 | 0 | 0.56414 | 0 | 0 | 0
7491 | 0 | 0.55453 | 464.2475 | 0 | 0 | 0 | 0 | 0 | 0 | 0 | 0 | 0 | 0 | 0.55453 | 0 | 0 | 0
7492 | 0 | 0.55804 | 463.4583 | 0 | 0 | 0 | 0 | 0 | 0 | 0 | 0 | 0 | 0 | 0.55804 | 0 | 0 | 0
7493 | 0 | 0.5735 | 462.6473 | 0 | 0 | 0 | 0 | 0 | 0 | 0 | 0 | 0 | 0 | 0.5735 | 0 | 0 | 0
7494 | 0 | 0.59326 | 461.8083 | 0 | 0 | 0 | 0 | 0 | 0 | 0 | 0 | 0 | 0 | 0.59326 | 0 | 0 | 0
7495 | 0 | 0.60983 | 460.9458 | 0 | 0 | 0 | 0 | 0 | 0 | 0 | 0 | 0 | 0 | 0.60983 | 0 | 0 | 0
7496 | 0.49385 | 0 | 461.295 | 0 | 0 | 0 | 0 | 0 | 0 | 0 | 0 | 0 | 0 | 0.6132 | 1.1071 | 0 | 0
7497 | 1.7282 | 0 | 462.5171 | 0 | 0 | 0 | 0 | 0 | 0 | 0 | 0 | 0 | 0 | 0.61869 | 2.3469 | 0 | 0
7498 | 2.6343 | 0 | 464.3798 | 0 | 0 | 0 | 0 | 0 | 0 | 0 | 0 | 0 | 0 | 0.62297 | 3.2573 | 0 | 0
7499 | 3.1885 | 0 | 466.6345 | 0 | 0 | 0 | 0 | 0 | 0 | 0 | 0 | 0 | 0 | 0.62656 | 3.8151 | 0 | 0
7500 | 3.3331 | 0 | 468.9913 | 0 | 0 | 0 | 0 | 0 | 0 | 0 | 0 | 0 | 0 | 0.63896 | 3.972 | 0 | 0
7501 | 3.2134 | 0 | 471.2636 | 0 | 0 | 0 | 0 | 0 | 0 | 0 | 0 | 0 | 0 | 0.65311 | 3.8666 | 0 | 0
7502 | 2.7979 | 0 | 473.242 | 0 | 0 | 0 | 0 | 0 | 0 | 0 | 0 | 0 | 0 | 0.67894 | 3.4769 | 0 | 0
7503 | 2.0628 | 0 | 474.7006 | 0 | 0 | 0 | 0 | 0 | 0 | 0 | 0 | 0 | 0 | 0.7027 | 2.7654 | 0 | 0
7504 | 0.97796 | 0 | 475.3921 | 0 | 0 | 0 | 0 | 0 | 0 | 0 | 0 | 0 | 0 | 0.72779 | 1.7058 | 0 | 0
7505 | 0 | 0.31041 | 474.9531 | 0 | 0 | 0 | 0 | 0 | 0 | 0 | 0 | 0 | 0 | 0.76153 | 0.45112 | 0 | 0
7506 | 0 | 0.74997 | 473.8925 | 0 | 0 | 0 | 0 | 0 | 0 | 0 | 0 | 0 | 0 | 0.74997 | 0 | 0 | 0
7507 | 0 | 0.727 | 472.8643 | 0 | 0 | 0 | 0 | 0 | 0 | 0 | 0 | 0 | 0 | 0.727 | 0 | 0 | 0
7508 | 0 | 0.70576 | 471.8663 | 0 | 0 | 0 | 0 | 0 | 0 | 0 | 0 | 0 | 0 | 0.70576 | 0 | 0 | 0
7509 | 0 | 0.67706 | 470.9087 | 0 | 0 | 0 | 0 | 0 | 0 | 0 | 0 | 0 | 0 | 0.67706 | 0 | 0 | 0
7510 | 0 | 0.64052 | 470.0029 | 0 | 0 | 0 | 0 | 0 | 0 | 0 | 0 | 0 | 0 | 0.64052 | 0 | 0 | 0
7511 | 0 | 0.6043 | 469.1483 | 0 | 0 | 0 | 0 | 0 | 0 | 0 | 0 | 0 | 0 | 0.6043 | 0 | 0 | 0
7512 | 0 | 0.57529 | 468.3347 | 0 | 0 | 0 | 0 | 0 | 0 | 0 | 0 | 0 | 0 | 0.57529 | 0 | 0 | 0
7513 | 0 | 0.55737 | 467.5465 | 0 | 0 | 0 | 0 | 0 | 0 | 0 | 0 | 0 | 0 | 0.55737 | 0 | 0 | 0
7514 | 0 | 0.54886 | 466.7703 | 0 | 0 | 0 | 0 | 0 | 0 | 0 | 0 | 0 | 0 | 0.54886 | 0 | 0 | 0
7515 | 0 | 0.54118 | 466.0049 | 0 | 0 | 0 | 0 | 0 | 0 | 0 | 0 | 0 | 0 | 0.54118 | 0 | 0 | 0
7516 | 0 | 0.54137 | 465.2393 | 0 | 0 | 0 | 0 | 0 | 0 | 0 | 0 | 0 | 0 | 0.54137 | 0 | 0 | 0
7517 | 0 | 0.55175 | 464.459 | 0 | 0 | 0 | 0 | 0 | 0 | 0 | 0 | 0 | 0 | 0.55175 | 0 | 0 | 0
7518 | 0 | 0.56477 | 463.6603 | 0 | 0 | 0 | 0 | 0 | 0 | 0 | 0 | 0 | 0 | 0.56477 | 0 | 0 | 0
7519 | 0 | 0.57601 | 462.8457 | 0 | 0 | 0 | 0 | 0 | 0 | 0 | 0 | 0 | 0 | 0.57601 | 0 | 0 | 0
7520 | 0.4965 | 0 | 463.1968 | 0 | 0 | 0 | 0 | 0 | 0 | 0 | 0 | 0 | 0 | 0.57615 | 1.0727 | 0 | 0
7521 | 1.705 | 0 | 464.4024 | 0 | 0 | 0 | 0 | 0 | 0 | 0 | 0 | 0 | 0 | 0.56664 | 2.2716 | 0 | 0
7522 | 2.5827 | 0 | 466.2286 | 0 | 0 | 0 | 0 | 0 | 0 | 0 | 0 | 0 | 0 | 0.56041 | 3.1431 | 0 | 0
7523 | 3.1718 | 0 | 468.4715 | 0 | 0 | 0 | 0 | 0 | 0 | 0 | 0 | 0 | 0 | 0.56177 | 3.7336 | 0 | 0
7524 | 3.3572 | 0 | 470.8453 | 0 | 0 | 0 | 0 | 0 | 0 | 0 | 0 | 0 | 0 | 0.57491 | 3.9321 | 0 | 0
7525 | 3.2648 | 0 | 473.1539 | 0 | 0 | 0 | 0 | 0 | 0 | 0 | 0 | 0 | 0 | 0.59665 | 3.8615 | 0 | 0
7526 | 2.8107 | 0 | 475.1414 | 0 | 0 | 0 | 0 | 0 | 0 | 0 | 0 | 0 | 0 | 0.61633 | 3.427 | 0 | 0
7527 | 2.0538 | 0 | 476.5936 | 0 | 0 | 0 | 0 | 0 | 0 | 0 | 0 | 0 | 0 | 0.63958 | 2.6934 | 0 | 0
7528 | 0.96601 | 0 | 477.2767 | 0 | 0 | 0 | 0 | 0 | 0 | 0 | 0 | 0 | 0 | 0.67874 | 1.6447 | 0 | 0
7529 | 0 | 0.35047 | 476.7811 | 0 | 0 | 0 | 0 | 0 | 0 | 0 | 0 | 0 | 0 | 0.7308 | 0.38033 | 0 | 0
7530 | 0 | 0.72827 | 475.7511 | 0 | 0 | 0 | 0 | 0 | 0 | 0 | 0 | 0 | 0 | 0.72827 | 0 | 0 | 0
7531 | 0 | 0.71118 | 474.7454 | 0 | 0 | 0 | 0 | 0 | 0 | 0 | 0 | 0 | 0 | 0.71118 | 0 | 0 | 0
7532 | 0 | 0.69129 | 473.7677 | 0 | 0 | 0 | 0 | 0 | 0 | 0 | 0 | 0 | 0 | 0.69129 | 0 | 0 | 0
7533 | 0 | 0.66124 | 472.8326 | 0 | 0 | 0 | 0 | 0 | 0 | 0 | 0 | 0 | 0 | 0.66124 | 0 | 0 | 0
7534 | 0 | 0.62362 | 471.9507 | 0 | 0 | 0 | 0 | 0 | 0 | 0 | 0 | 0 | 0 | 0.62362 | 0 | 0 | 0
7535 | 0 | 0.59374 | 471.111 | 0 | 0 | 0 | 0 | 0 | 0 | 0 | 0 | 0 | 0 | 0.59374 | 0 | 0 | 0
7536 | 0 | 0.56956 | 470.3055 | 0 | 0 | 0 | 0 | 0 | 0 | 0 | 0 | 0 | 0 | 0.56956 | 0 | 0 | 0
7537 | 0 | 0.55142 | 469.5257 | 0 | 0 | 0 | 0 | 0 | 0 | 0 | 0 | 0 | 0 | 0.55142 | 0 | 0 | 0
7538 | 0 | 0.54204 | 468.7591 | 0 | 0 | 0 | 0 | 0 | 0 | 0 | 0 | 0 | 0 | 0.54204 | 0 | 0 | 0
7539 | 0 | 0.54043 | 467.9949 | 0 | 0 | 0 | 0 | 0 | 0 | 0 | 0 | 0 | 0 | 0.54043 | 0 | 0 | 0
7540 | 0 | 0.55458 | 467.2106 | 0 | 0 | 0 | 0 | 0 | 0 | 0 | 0 | 0 | 0 | 0.55458 | 0 | 0 | 0
7541 | 0 | 0.58029 | 466.3899 | 0 | 0 | 0 | 0 | 0 | 0 | 0 | 0 | 0 | 0 | 0.58029 | 0 | 0 | 0
7542 | 0 | 0.61913 | 465.5143 | 0 | 0 | 0 | 0 | 0 | 0 | 0 | 0 | 0 | 0 | 0.61913 | 0 | 0 | 0
7543 | 0 | 0.64415 | 464.6034 | 0 | 0 | 0 | 0 | 0 | 0 | 0 | 0 | 0 | 0 | 0.64415 | 0 | 0 | 0
7544 | 0.41132 | 0 | 464.8942 | 0 | 0 | 0 | 0 | 0 | 0 | 0 | 0 | 0 | 0 | 0.65328 | 1.0646 | 0 | 0
7545 | 1.6308 | 0 | 466.0474 | 0 | 0 | 0 | 0 | 0 | 0 | 0 | 0 | 0 | 0 | 0.64647 | 2.2772 | 0 | 0
7546 | 2.4442 | 0 | 467.7756 | 0 | 0 | 0 | 0 | 0 | 0 | 0 | 0 | 0 | 0 | 0.64905 | 3.0932 | 0 | 0
7547 | 2.9233 | 0 | 469.8427 | 0 | 0 | 0 | 0 | 0 | 0 | 0 | 0 | 0 | 0 | 0.66026 | 3.5835 | 0 | 0
7548 | 3.0728 | 0 | 472.0155 | 0 | 0 | 0 | 0 | 0 | 0 | 0 | 0 | 0 | 0 | 0.66727 | 3.7401 | 0 | 0
7549 | 2.2878 | 0 | 473.6332 | 0 | 0 | 0 | 0 | 0 | 0 | 0 | 0 | 0 | 0 | 0.68264 | 2.9705 | 0 | 0
7550 | 1.9807 | 0 | 475.0337 | 0 | 0 | 0 | 0 | 0 | 0 | 0 | 0 | 0 | 0 | 0.70235 | 2.683 | 0 | 0
7551 | 1.0963 | 0 | 475.809 | 0 | 0 | 0 | 0 | 0 | 0 | 0 | 0 | 0 | 0 | 0.72835 | 1.8247 | 0 | 0
7552 | 0 | 0 | 475.809 | 0 | 0 | 0 | 0 | 0 | 0 | 0 | 0 | 0 | 0 | 0.75527 | 1.0792 | 0 | 0.32393
7553 | 0 | 0.59151 | 474.9725 | 0 | 0 | 0 | 0 | 0 | 0 | 0 | 0 | 0 | 0 | 0.80004 | 0.20852 | 0 | 0
7554 | 0 | 0.78804 | 473.858 | 0 | 0 | 0 | 0 | 0 | 0 | 0 | 0 | 0 | 0 | 0.78804 | 0 | 0 | 0
7555 | 0 | 0.76333 | 472.7785 | 0 | 0 | 0 | 0 | 0 | 0 | 0 | 0 | 0 | 0 | 0.76333 | 0 | 0 | 0
7556 | 0 | 0.73772 | 471.7352 | 0 | 0 | 0 | 0 | 0 | 0 | 0 | 0 | 0 | 0 | 0.73772 | 0 | 0 | 0
7557 | 0 | 0.7026 | 470.7416 | 0 | 0 | 0 | 0 | 0 | 0 | 0 | 0 | 0 | 0 | 0.7026 | 0 | 0 | 0
7558 | 0 | 0.65361 | 469.8172 | 0 | 0 | 0 | 0 | 0 | 0 | 0 | 0 | 0 | 0 | 0.65361 | 0 | 0 | 0
7559 | 0 | 0.61049 | 468.9539 | 0 | 0 | 0 | 0 | 0 | 0 | 0 | 0 | 0 | 0 | 0.61049 | 0 | 0 | 0
7560 | 0 | 0.58054 | 468.1329 | 0 | 0 | 0 | 0 | 0 | 0 | 0 | 0 | 0 | 0 | 0.58054 | 0 | 0 | 0
7561 | 0 | 0.56055 | 467.3401 | 0 | 0 | 0 | 0 | 0 | 0 | 0 | 0 | 0 | 0 | 0.56055 | 0 | 0 | 0
7562 | 0 | 0.54826 | 466.5648 | 0 | 0 | 0 | 0 | 0 | 0 | 0 | 0 | 0 | 0 | 0.54826 | 0 | 0 | 0
7563 | 0 | 0.54535 | 465.7935 | 0 | 0 | 0 | 0 | 0 | 0 | 0 | 0 | 0 | 0 | 0.54535 | 0 | 0 | 0
7564 | 0 | 0.56153 | 464.9994 | 0 | 0 | 0 | 0 | 0 | 0 | 0 | 0 | 0 | 0 | 0.56153 | 0 | 0 | 0
7565 | 0 | 0.59849 | 464.153 | 0 | 0 | 0 | 0 | 0 | 0 | 0 | 0 | 0 | 0 | 0.59849 | 0 | 0 | 0
7566 | 0 | 0.65218 | 463.2307 | 0 | 0 | 0 | 0 | 0 | 0 | 0 | 0 | 0 | 0 | 0.65218 | 0 | 0 | 0
7567 | 0 | 0.6753 | 462.2757 | 0 | 0 | 0 | 0 | 0 | 0 | 0 | 0 | 0 | 0 | 0.6753 | 0 | 0 | 0
7568 | 0.28333 | 0 | 462.476 | 0 | 0 | 0 | 0 | 0 | 0 | 0 | 0 | 0 | 0 | 0.67547 | 0.9588 | 0 | 0
7569 | 1.4704 | 0 | 463.5157 | 0 | 0 | 0 | 0 | 0 | 0 | 0 | 0 | 0 | 0 | 0.67424 | 2.1446 | 0 | 0
7570 | 2.5291 | 0 | 465.3041 | 0 | 0 | 0 | 0 | 0 | 0 | 0 | 0 | 0 | 0 | 0.67223 | 3.2014 | 0 | 0
7571 | 2.7446 | 0 | 467.2448 | 0 | 0 | 0 | 0 | 0 | 0 | 0 | 0 | 0 | 0 | 0.67846 | 3.423 | 0 | 0
7572 | 2.8151 | 0 | 469.2354 | 0 | 0 | 0 | 0 | 0 | 0 | 0 | 0 | 0 | 0 | 0.69294 | 3.508 | 0 | 0
7573 | 2.417 | 0 | 470.9445 | 0 | 0 | 0 | 0 | 0 | 0 | 0 | 0 | 0 | 0 | 0.7158 | 3.1328 | 0 | 0
7574 | 2.6921 | 0 | 472.8481 | 0 | 0 | 0 | 0 | 0 | 0 | 0 | 0 | 0 | 0 | 0.7257 | 3.4178 | 0 | 0
7575 | 1.9218 | 0 | 474.207 | 0 | 0 | 0 | 0 | 0 | 0 | 0 | 0 | 0 | 0 | 0.74012 | 2.662 | 0 | 0
7576 | 0.84346 | 0 | 474.8034 | 0 | 0 | 0 | 0 | 0 | 0 | 0 | 0 | 0 | 0 | 0.76279 | 1.6062 | 0 | 0
7577 | 0 | 0.44377 | 474.1759 | 0 | 0 | 0 | 0 | 0 | 0 | 0 | 0 | 0 | 0 | 0.79972 | 0.35595 | 0 | 0
7578 | 0 | 0.78695 | 473.0629 | 0 | 0 | 0 | 0 | 0 | 0 | 0 | 0 | 0 | 0 | 0.78695 | 0 | 0 | 0
7579 | 0 | 0.76463 | 471.9816 | 0 | 0 | 0 | 0 | 0 | 0 | 0 | 0 | 0 | 0 | 0.76463 | 0 | 0 | 0
7580 | 0 | 0.73796 | 470.938 | 0 | 0 | 0 | 0 | 0 | 0 | 0 | 0 | 0 | 0 | 0.73796 | 0 | 0 | 0
7581 | 0 | 0.70106 | 469.9465 | 0 | 0 | 0 | 0 | 0 | 0 | 0 | 0 | 0 | 0 | 0.70106 | 0 | 0 | 0
7582 | 0 | 0.65395 | 469.0217 | 0 | 0 | 0 | 0 | 0 | 0 | 0 | 0 | 0 | 0 | 0.65395 | 0 | 0 | 0
7583 | 0 | 0.61625 | 468.1502 | 0 | 0 | 0 | 0 | 0 | 0 | 0 | 0 | 0 | 0 | 0.61625 | 0 | 0 | 0
7584 | 0 | 0.58803 | 467.3186 | 0 | 0 | 0 | 0 | 0 | 0 | 0 | 0 | 0 | 0 | 0.58803 | 0 | 0 | 0
7585 | 0 | 0.56758 | 466.5159 | 0 | 0 | 0 | 0 | 0 | 0 | 0 | 0 | 0 | 0 | 0.56758 | 0 | 0 | 0
7586 | 0 | 0.55475 | 465.7314 | 0 | 0 | 0 | 0 | 0 | 0 | 0 | 0 | 0 | 0 | 0.55475 | 0 | 0 | 0
7587 | 0 | 0.55208 | 464.9506 | 0 | 0 | 0 | 0 | 0 | 0 | 0 | 0 | 0 | 0 | 0.55208 | 0 | 0 | 0
7588 | 0 | 0.56462 | 464.1521 | 0 | 0 | 0 | 0 | 0 | 0 | 0 | 0 | 0 | 0 | 0.56462 | 0 | 0 | 0
7589 | 0 | 0.60116 | 463.302 | 0 | 0 | 0 | 0 | 0 | 0 | 0 | 0 | 0 | 0 | 0.60116 | 0 | 0 | 0
7590 | 0 | 0.64975 | 462.3831 | 0 | 0 | 0 | 0 | 0 | 0 | 0 | 0 | 0 | 0 | 0.64975 | 0 | 0 | 0
7591 | 0 | 0.67511 | 461.4283 | 0 | 0 | 0 | 0 | 0 | 0 | 0 | 0 | 0 | 0 | 0.67511 | 0 | 0 | 0
7592 | 0.40282 | 0 | 461.7131 | 0 | 0 | 0 | 0 | 0 | 0 | 0 | 0 | 0 | 0 | 0.67728 | 1.0801 | 0 | 0
7593 | 1.6781 | 0 | 462.8997 | 0 | 0 | 0 | 0 | 0 | 0 | 0 | 0 | 0 | 0 | 0.66784 | 2.346 | 0 | 0
7594 | 2.6173 | 0 | 464.7505 | 0 | 0 | 0 | 0 | 0 | 0 | 0 | 0 | 0 | 0 | 0.66302 | 3.2803 | 0 | 0
7595 | 3.1821 | 0 | 467.0005 | 0 | 0 | 0 | 0 | 0 | 0 | 0 | 0 | 0 | 0 | 0.67724 | 3.8593 | 0 | 0
7596 | 3.3818 | 0 | 469.3918 | 0 | 0 | 0 | 0 | 0 | 0 | 0 | 0 | 0 | 0 | 0.68739 | 4.0691 | 0 | 0
7597 | 3.2574 | 0 | 471.6951 | 0 | 0 | 0 | 0 | 0 | 0 | 0 | 0 | 0 | 0 | 0.70479 | 3.9622 | 0 | 0
7598 | 2.8195 | 0 | 473.6888 | 0 | 0 | 0 | 0 | 0 | 0 | 0 | 0 | 0 | 0 | 0.71212 | 3.5316 | 0 | 0
7599 | 2.0314 | 0 | 475.1253 | 0 | 0 | 0 | 0 | 0 | 0 | 0 | 0 | 0 | 0 | 0.72176 | 2.7532 | 0 | 0
7600 | 0.92544 | 0 | 475.7797 | 0 | 0 | 0 | 0 | 0 | 0 | 0 | 0 | 0 | 0 | 0.74731 | 1.6727 | 0 | 0
7601 | 0 | 0.41019 | 475.1996 | 0 | 0 | 0 | 0 | 0 | 0 | 0 | 0 | 0 | 0 | 0.78831 | 0.37812 | 0 | 0
7602 | 0 | 0.77974 | 474.0968 | 0 | 0 | 0 | 0 | 0 | 0 | 0 | 0 | 0 | 0 | 0.77974 | 0 | 0 | 0
7603 | 0 | 0.75837 | 473.0244 | 0 | 0 | 0 | 0 | 0 | 0 | 0 | 0 | 0 | 0 | 0.75837 | 0 | 0 | 0
7604 | 0 | 0.73677 | 471.9824 | 0 | 0 | 0 | 0 | 0 | 0 | 0 | 0 | 0 | 0 | 0.73677 | 0 | 0 | 0
7605 | 0 | 0.69823 | 470.995 | 0 | 0 | 0 | 0 | 0 | 0 | 0 | 0 | 0 | 0 | 0.69823 | 0 | 0 | 0
7606 | 0 | 0.6533 | 470.071 | 0 | 0 | 0 | 0 | 0 | 0 | 0 | 0 | 0 | 0 | 0.6533 | 0 | 0 | 0
7607 | 0 | 0.61584 | 469.2001 | 0 | 0 | 0 | 0 | 0 | 0 | 0 | 0 | 0 | 0 | 0.61584 | 0 | 0 | 0
7608 | 0 | 0.58502 | 468.3728 | 0 | 0 | 0 | 0 | 0 | 0 | 0 | 0 | 0 | 0 | 0.58502 | 0 | 0 | 0
7609 | 0 | 0.55942 | 467.5816 | 0 | 0 | 0 | 0 | 0 | 0 | 0 | 0 | 0 | 0 | 0.55942 | 0 | 0 | 0
7610 | 0 | 0.55452 | 466.7974 | 0 | 0 | 0 | 0 | 0 | 0 | 0 | 0 | 0 | 0 | 0.55452 | 0 | 0 | 0
7611 | 0 | 0.5507 | 466.0186 | 0 | 0 | 0 | 0 | 0 | 0 | 0 | 0 | 0 | 0 | 0.5507 | 0 | 0 | 0
7612 | 0 | 0.56516 | 465.2194 | 0 | 0 | 0 | 0 | 0 | 0 | 0 | 0 | 0 | 0 | 0.56516 | 0 | 0 | 0
7613 | 0 | 0.59644 | 464.3759 | 0 | 0 | 0 | 0 | 0 | 0 | 0 | 0 | 0 | 0 | 0.59644 | 0 | 0 | 0
7614 | 0 | 0.65394 | 463.4511 | 0 | 0 | 0 | 0 | 0 | 0 | 0 | 0 | 0 | 0 | 0.65394 | 0 | 0 | 0
7615 | 0 | 0.67878 | 462.4911 | 0 | 0 | 0 | 0 | 0 | 0 | 0 | 0 | 0 | 0 | 0.67878 | 0 | 0 | 0
7616 | 0.40644 | 0 | 462.7785 | 0 | 0 | 0 | 0 | 0 | 0 | 0 | 0 | 0 | 0 | 0.67346 | 1.0799 | 0 | 0
7617 | 1.6593 | 0 | 463.9518 | 0 | 0 | 0 | 0 | 0 | 0 | 0 | 0 | 0 | 0 | 0.661 | 2.3203 | 0 | 0
7618 | 2.5369 | 0 | 465.7457 | 0 | 0 | 0 | 0 | 0 | 0 | 0 | 0 | 0 | 0 | 0.65403 | 3.1909 | 0 | 0
7619 | 3.0383 | 0 | 467.8941 | 0 | 0 | 0 | 0 | 0 | 0 | 0 | 0 | 0 | 0 | 0.66853 | 3.7068 | 0 | 0
7620 | 3.3087 | 0 | 470.2337 | 0 | 0 | 0 | 0 | 0 | 0 | 0 | 0 | 0 | 0 | 0.6787 | 3.9874 | 0 | 0
7621 | 3.2455 | 0 | 472.5286 | 0 | 0 | 0 | 0 | 0 | 0 | 0 | 0 | 0 | 0 | 0.68873 | 3.9343 | 0 | 0
7622 | 2.7974 | 0 | 474.5067 | 0 | 0 | 0 | 0 | 0 | 0 | 0 | 0 | 0 | 0 | 0.70178 | 3.4992 | 0 | 0
7623 | 2.0234 | 0 | 475.9375 | 0 | 0 | 0 | 0 | 0 | 0 | 0 | 0 | 0 | 0 | 0.7174 | 2.7408 | 0 | 0
7624 | 0.93487 | 0 | 476.5985 | 0 | 0 | 0 | 0 | 0 | 0 | 0 | 0 | 0 | 0 | 0.74268 | 1.6776 | 0 | 0
7625 | 0 | 0.41826 | 476.007 | 0 | 0 | 0 | 0 | 0 | 0 | 0 | 0 | 0 | 0 | 0.78859 | 0.37033 | 0 | 0
7626 | 0 | 0.78197 | 474.9011 | 0 | 0 | 0 | 0 | 0 | 0 | 0 | 0 | 0 | 0 | 0.78197 | 0 | 0 | 0
7627 | 0 | 0.76128 | 473.8245 | 0 | 0 | 0 | 0 | 0 | 0 | 0 | 0 | 0 | 0 | 0.76128 | 0 | 0 | 0
7628 | 0 | 0.73514 | 472.7849 | 0 | 0 | 0 | 0 | 0 | 0 | 0 | 0 | 0 | 0 | 0.73514 | 0 | 0 | 0
7629 | 0 | 0.6945 | 471.8027 | 0 | 0 | 0 | 0 | 0 | 0 | 0 | 0 | 0 | 0 | 0.6945 | 0 | 0 | 0
7630 | 0 | 0.64529 | 470.8901 | 0 | 0 | 0 | 0 | 0 | 0 | 0 | 0 | 0 | 0 | 0.64529 | 0 | 0 | 0
7631 | 0 | 0.60915 | 470.0287 | 0 | 0 | 0 | 0 | 0 | 0 | 0 | 0 | 0 | 0 | 0.60915 | 0 | 0 | 0
7632 | 0 | 0.58774 | 469.1975 | 0 | 0 | 0 | 0 | 0 | 0 | 0 | 0 | 0 | 0 | 0.58774 | 0 | 0 | 0
7633 | 0 | 0.57428 | 468.3853 | 0 | 0 | 0 | 0 | 0 | 0 | 0 | 0 | 0 | 0 | 0.57428 | 0 | 0 | 0
7634 | 0 | 0.56817 | 467.5818 | 0 | 0 | 0 | 0 | 0 | 0 | 0 | 0 | 0 | 0 | 0.56817 | 0 | 0 | 0
7635 | 0 | 0.56326 | 466.7852 | 0 | 0 | 0 | 0 | 0 | 0 | 0 | 0 | 0 | 0 | 0.56326 | 0 | 0 | 0
7636 | 0 | 0.57087 | 465.9779 | 0 | 0 | 0 | 0 | 0 | 0 | 0 | 0 | 0 | 0 | 0.57087 | 0 | 0 | 0
7637 | 0 | 0.5938 | 465.1381 | 0 | 0 | 0 | 0 | 0 | 0 | 0 | 0 | 0 | 0 | 0.5938 | 0 | 0 | 0
7638 | 0 | 0.64672 | 464.2235 | 0 | 0 | 0 | 0 | 0 | 0 | 0 | 0 | 0 | 0 | 0.64672 | 0 | 0 | 0
7639 | 0 | 0.67604 | 463.2675 | 0 | 0 | 0 | 0 | 0 | 0 | 0 | 0 | 0 | 0 | 0.67604 | 0 | 0 | 0
7640 | 0.35221 | 0 | 463.5165 | 0 | 0 | 0 | 0 | 0 | 0 | 0 | 0 | 0 | 0 | 0.67669 | 1.0289 | 0 | 0
7641 | 1.6581 | 0 | 464.6889 | 0 | 0 | 0 | 0 | 0 | 0 | 0 | 0 | 0 | 0 | 0.6637 | 2.3218 | 0 | 0
7642 | 2.6336 | 0 | 466.5511 | 0 | 0 | 0 | 0 | 0 | 0 | 0 | 0 | 0 | 0 | 0.6557 | 3.2893 | 0 | 0
7643 | 3.2498 | 0 | 468.8491 | 0 | 0 | 0 | 0 | 0 | 0 | 0 | 0 | 0 | 0 | 0.66013 | 3.9099 | 0 | 0
7644 | 3.5163 | 0 | 471.3355 | 0 | 0 | 0 | 0 | 0 | 0 | 0 | 0 | 0 | 0 | 0.66573 | 4.182 | 0 | 0
7645 | 3.4092 | 0 | 473.7461 | 0 | 0 | 0 | 0 | 0 | 0 | 0 | 0 | 0 | 0 | 0.68258 | 4.0918 | 0 | 0
7646 | 2.9221 | 0 | 475.8123 | 0 | 0 | 0 | 0 | 0 | 0 | 0 | 0 | 0 | 0 | 0.68811 | 3.6102 | 0 | 0
7647 | 2.1025 | 0 | 477.299 | 0 | 0 | 0 | 0 | 0 | 0 | 0 | 0 | 0 | 0 | 0.69763 | 2.8001 | 0 | 0
7648 | 0.94274 | 0 | 477.9656 | 0 | 0 | 0 | 0 | 0 | 0 | 0 | 0 | 0 | 0 | 0.72636 | 1.6691 | 0 | 0
7649 | 0 | 0.43076 | 477.3564 | 0 | 0 | 0 | 0 | 0 | 0 | 0 | 0 | 0 | 0 | 0.76838 | 0.33763 | 0 | 0
7650 | 0 | 0.75771 | 476.2849 | 0 | 0 | 0 | 0 | 0 | 0 | 0 | 0 | 0 | 0 | 0.75771 | 0 | 0 | 0
7651 | 0 | 0.73829 | 475.2408 | 0 | 0 | 0 | 0 | 0 | 0 | 0 | 0 | 0 | 0 | 0.73829 | 0 | 0 | 0
7652 | 0 | 0.71652 | 474.2275 | 0 | 0 | 0 | 0 | 0 | 0 | 0 | 0 | 0 | 0 | 0.71652 | 0 | 0 | 0
7653 | 0 | 0.68875 | 473.2534 | 0 | 0 | 0 | 0 | 0 | 0 | 0 | 0 | 0 | 0 | 0.68875 | 0 | 0 | 0
7654 | 0 | 0.64843 | 472.3364 | 0 | 0 | 0 | 0 | 0 | 0 | 0 | 0 | 0 | 0 | 0.64843 | 0 | 0 | 0
7655 | 0 | 0.60802 | 471.4765 | 0 | 0 | 0 | 0 | 0 | 0 | 0 | 0 | 0 | 0 | 0.60802 | 0 | 0 | 0
7656 | 0 | 0.5831 | 470.6519 | 0 | 0 | 0 | 0 | 0 | 0 | 0 | 0 | 0 | 0 | 0.5831 | 0 | 0 | 0
7657 | 0 | 0.57147 | 469.8437 | 0 | 0 | 0 | 0 | 0 | 0 | 0 | 0 | 0 | 0 | 0.57147 | 0 | 0 | 0
7658 | 0 | 0.55551 | 469.0581 | 0 | 0 | 0 | 0 | 0 | 0 | 0 | 0 | 0 | 0 | 0.55551 | 0 | 0 | 0
7659 | 0 | 0.54678 | 468.2849 | 0 | 0 | 0 | 0 | 0 | 0 | 0 | 0 | 0 | 0 | 0.54678 | 0 | 0 | 0
7660 | 0 | 0.5461 | 467.5126 | 0 | 0 | 0 | 0 | 0 | 0 | 0 | 0 | 0 | 0 | 0.5461 | 0 | 0 | 0
7661 | 0 | 0.55916 | 466.7218 | 0 | 0 | 0 | 0 | 0 | 0 | 0 | 0 | 0 | 0 | 0.55916 | 0 | 0 | 0
7662 | 0 | 0.57734 | 465.9053 | 0 | 0 | 0 | 0 | 0 | 0 | 0 | 0 | 0 | 0 | 0.57734 | 0 | 0 | 0
7663 | 0 | 0.5923 | 465.0677 | 0 | 0 | 0 | 0 | 0 | 0 | 0 | 0 | 0 | 0 | 0.5923 | 0 | 0 | 0
7664 | 0.43291 | 0 | 465.3738 | 0 | 0 | 0 | 0 | 0 | 0 | 0 | 0 | 0 | 0 | 0.59449 | 1.0274 | 0 | 0
7665 | 1.8171 | 0 | 466.6587 | 0 | 0 | 0 | 0 | 0 | 0 | 0 | 0 | 0 | 0 | 0.58778 | 2.4049 | 0 | 0
7666 | 1.7405 | 0 | 467.8894 | 0 | 0 | 0 | 0 | 0 | 0 | 0 | 0 | 0 | 0 | 0.5816 | 2.322 | 0 | 0
7667 | 3.6028 | 0 | 470.437 | 0 | 0 | 0 | 0 | 0 | 0 | 0 | 0 | 0 | 0 | 0.57953 | 4.1823 | 0 | 0
7668 | 3.8859 | 0 | 473.1847 | 0 | 0 | 0 | 0 | 0 | 0 | 0 | 0 | 0 | 0 | 0.58704 | 4.4729 | 0 | 0
7669 | 3.7605 | 0 | 475.8438 | 0 | 0 | 0 | 0 | 0 | 0 | 0 | 0 | 0 | 0 | 0.60273 | 4.3632 | 0 | 0
7670 | 3.2576 | 0 | 478.1472 | 0 | 0 | 0 | 0 | 0 | 0 | 0 | 0 | 0 | 0 | 0.6287 | 3.8863 | 0 | 0
7671 | 2.4214 | 0 | 479.8594 | 0 | 0 | 0 | 0 | 0 | 0 | 0 | 0 | 0 | 0 | 0.64778 | 3.0692 | 0 | 0
7672 | 1.1731 | 0 | 480.6889 | 0 | 0 | 0 | 0 | 0 | 0 | 0 | 0 | 0 | 0 | 0.67791 | 1.851 | 0 | 0
7673 | 0 | 0.32878 | 480.2239 | 0 | 0 | 0 | 0 | 0 | 0 | 0 | 0 | 0 | 0 | 0.72488 | 0.3961 | 0 | 0
7674 | 0 | 0.7179 | 479.2087 | 0 | 0 | 0 | 0 | 0 | 0 | 0 | 0 | 0 | 0 | 0.7179 | 0 | 0 | 0
7675 | 0 | 0.69895 | 478.2202 | 0 | 0 | 0 | 0 | 0 | 0 | 0 | 0 | 0 | 0 | 0.69895 | 0 | 0 | 0
7676 | 0 | 0.67816 | 477.2612 | 0 | 0 | 0 | 0 | 0 | 0 | 0 | 0 | 0 | 0 | 0.67816 | 0 | 0 | 0
7677 | 0 | 0.65687 | 476.3322 | 0 | 0 | 0 | 0 | 0 | 0 | 0 | 0 | 0 | 0 | 0.65687 | 0 | 0 | 0
7678 | 0 | 0.62706 | 475.4454 | 0 | 0 | 0 | 0 | 0 | 0 | 0 | 0 | 0 | 0 | 0.62706 | 0 | 0 | 0
7679 | 0 | 0.59574 | 474.6029 | 0 | 0 | 0 | 0 | 0 | 0 | 0 | 0 | 0 | 0 | 0.59574 | 0 | 0 | 0
7680 | 0 | 0.56784 | 473.7998 | 0 | 0 | 0 | 0 | 0 | 0 | 0 | 0 | 0 | 0 | 0.56784 | 0 | 0 | 0
7681 | 0 | 0.55754 | 473.0114 | 0 | 0 | 0 | 0 | 0 | 0 | 0 | 0 | 0 | 0 | 0.55754 | 0 | 0 | 0
7682 | 0 | 0.54487 | 472.2408 | 0 | 0 | 0 | 0 | 0 | 0 | 0 | 0 | 0 | 0 | 0.54487 | 0 | 0 | 0
7683 | 0 | 0.53764 | 471.4805 | 0 | 0 | 0 | 0 | 0 | 0 | 0 | 0 | 0 | 0 | 0.53764 | 0 | 0 | 0
7684 | 0 | 0.53781 | 470.7199 | 0 | 0 | 0 | 0 | 0 | 0 | 0 | 0 | 0 | 0 | 0.53781 | 0 | 0 | 0
7685 | 0 | 0.54807 | 469.9448 | 0 | 0 | 0 | 0 | 0 | 0 | 0 | 0 | 0 | 0 | 0.54807 | 0 | 0 | 0
7686 | 0 | 0.56189 | 469.1502 | 0 | 0 | 0 | 0 | 0 | 0 | 0 | 0 | 0 | 0 | 0.56189 | 0 | 0 | 0
7687 | 0 | 0.56973 | 468.3445 | 0 | 0 | 0 | 0 | 0 | 0 | 0 | 0 | 0 | 0 | 0.56973 | 0 | 0 | 0
7688 | 0.47326 | 0 | 468.6791 | 0 | 0 | 0 | 0 | 0 | 0 | 0 | 0 | 0 | 0 | 0.57044 | 1.0437 | 0 | 0
7689 | 1.873 | 0 | 470.0036 | 0 | 0 | 0 | 0 | 0 | 0 | 0 | 0 | 0 | 0 | 0.5663 | 2.4394 | 0 | 0
7690 | 2.9073 | 0 | 472.0593 | 0 | 0 | 0 | 0 | 0 | 0 | 0 | 0 | 0 | 0 | 0.57149 | 3.4788 | 0 | 0
7691 | 3.5299 | 0 | 474.5554 | 0 | 0 | 0 | 0 | 0 | 0 | 0 | 0 | 0 | 0 | 0.58084 | 4.1108 | 0 | 0
7692 | 3.7644 | 0 | 477.2172 | 0 | 0 | 0 | 0 | 0 | 0 | 0 | 0 | 0 | 0 | 0.59813 | 4.3625 | 0 | 0
7693 | 3.5632 | 0 | 479.7368 | 0 | 0 | 0 | 0 | 0 | 0 | 0 | 0 | 0 | 0 | 0.62382 | 4.1871 | 0 | 0
7694 | 3.0575 | 0 | 481.8988 | 0 | 0 | 0 | 0 | 0 | 0 | 0 | 0 | 0 | 0 | 0.6557 | 3.7132 | 0 | 0
7695 | 2.1275 | 0 | 483.4031 | 0 | 0 | 0 | 0 | 0 | 0 | 0 | 0 | 0 | 0 | 0.68545 | 2.8129 | 0 | 0
7696 | 0.89337 | 0 | 484.0349 | 0 | 0 | 0 | 0 | 0 | 0 | 0 | 0 | 0 | 0 | 0.71658 | 1.6099 | 0 | 0
7697 | 0 | 0.48108 | 483.3545 | 0 | 0 | 0 | 0 | 0 | 0 | 0 | 0 | 0 | 0 | 0.76433 | 0.28325 | 0 | 0
7698 | 0 | 0.75349 | 482.2889 | 0 | 0 | 0 | 0 | 0 | 0 | 0 | 0 | 0 | 0 | 0.75349 | 0 | 0 | 0
7699 | 0 | 0.73083 | 481.2553 | 0 | 0 | 0 | 0 | 0 | 0 | 0 | 0 | 0 | 0 | 0.73083 | 0 | 0 | 0
7700 | 0 | 0.70545 | 480.2577 | 0 | 0 | 0 | 0 | 0 | 0 | 0 | 0 | 0 | 0 | 0.70545 | 0 | 0 | 0
7701 | 0 | 0.67026 | 479.3098 | 0 | 0 | 0 | 0 | 0 | 0 | 0 | 0 | 0 | 0 | 0.67026 | 0 | 0 | 0
7702 | 0 | 0.62514 | 478.4257 | 0 | 0 | 0 | 0 | 0 | 0 | 0 | 0 | 0 | 0 | 0.62514 | 0 | 0 | 0
7703 | 0 | 0.5851 | 477.5983 | 0 | 0 | 0 | 0 | 0 | 0 | 0 | 0 | 0 | 0 | 0.5851 | 0 | 0 | 0
7704 | 0 | 0.55827 | 476.8088 | 0 | 0 | 0 | 0 | 0 | 0 | 0 | 0 | 0 | 0 | 0.55827 | 0 | 0 | 0
7705 | 0 | 0.54986 | 476.0311 | 0 | 0 | 0 | 0 | 0 | 0 | 0 | 0 | 0 | 0 | 0.54986 | 0 | 0 | 0
7706 | 0 | 0.5408 | 475.2663 | 0 | 0 | 0 | 0 | 0 | 0 | 0 | 0 | 0 | 0 | 0.5408 | 0 | 0 | 0
7707 | 0 | 0.54008 | 474.5025 | 0 | 0 | 0 | 0 | 0 | 0 | 0 | 0 | 0 | 0 | 0.54008 | 0 | 0 | 0
7708 | 0 | 0.55899 | 473.712 | 0 | 0 | 0 | 0 | 0 | 0 | 0 | 0 | 0 | 0 | 0.55899 | 0 | 0 | 0
7709 | 0 | 0.60544 | 472.8558 | 0 | 0 | 0 | 0 | 0 | 0 | 0 | 0 | 0 | 0 | 0.60544 | 0 | 0 | 0
7710 | 0 | 0.66129 | 471.9206 | 0 | 0 | 0 | 0 | 0 | 0 | 0 | 0 | 0 | 0 | 0.66129 | 0 | 0 | 0
7711 | 0 | 0.68929 | 470.9458 | 0 | 0 | 0 | 0 | 0 | 0 | 0 | 0 | 0 | 0 | 0.68929 | 0 | 0 | 0
7712 | 0.38903 | 0 | 471.2209 | 0 | 0 | 0 | 0 | 0 | 0 | 0 | 0 | 0 | 0 | 0.68502 | 1.074 | 0 | 0
7713 | 1.722 | 0 | 472.4385 | 0 | 0 | 0 | 0 | 0 | 0 | 0 | 0 | 0 | 0 | 0.68695 | 2.4089 | 0 | 0
7714 | 2.6764 | 0 | 474.331 | 0 | 0 | 0 | 0 | 0 | 0 | 0 | 0 | 0 | 0 | 0.69259 | 3.3689 | 0 | 0
7715 | 3.2131 | 0 | 476.603 | 0 | 0 | 0 | 0 | 0 | 0 | 0 | 0 | 0 | 0 | 0.70098 | 3.9141 | 0 | 0
7716 | 3.407 | 0 | 479.0121 | 0 | 0 | 0 | 0 | 0 | 0 | 0 | 0 | 0 | 0 | 0.71793 | 4.125 | 0 | 0
7717 | 3.2413 | 0 | 481.3041 | 0 | 0 | 0 | 0 | 0 | 0 | 0 | 0 | 0 | 0 | 0.74877 | 3.9901 | 0 | 0
7718 | 2.7682 | 0 | 483.2615 | 0 | 0 | 0 | 0 | 0 | 0 | 0 | 0 | 0 | 0 | 0.77437 | 3.5425 | 0 | 0
7719 | 2.0359 | 0 | 484.7011 | 0 | 0 | 0 | 0 | 0 | 0 | 0 | 0 | 0 | 0 | 0.79054 | 2.8264 | 0 | 0
7720 | 0.94459 | 0 | 485.369 | 0 | 0 | 0 | 0 | 0 | 0 | 0 | 0 | 0 | 0 | 0.80546 | 1.7501 | 0 | 0
7721 | 0 | 0.46048 | 484.7178 | 0 | 0 | 0 | 0 | 0 | 0 | 0 | 0 | 0 | 0 | 0.83803 | 0.37755 | 0 | 0
7722 | 0 | 0.8205 | 483.5574 | 0 | 0 | 0 | 0 | 0 | 0 | 0 | 0 | 0 | 0 | 0.8205 | 0 | 0 | 0
7723 | 0 | 0.79453 | 482.4338 | 0 | 0 | 0 | 0 | 0 | 0 | 0 | 0 | 0 | 0 | 0.79453 | 0 | 0 | 0
7724 | 0 | 0.76324 | 481.3544 | 0 | 0 | 0 | 0 | 0 | 0 | 0 | 0 | 0 | 0 | 0.76324 | 0 | 0 | 0
7725 | 0 | 0.72027 | 480.3358 | 0 | 0 | 0 | 0 | 0 | 0 | 0 | 0 | 0 | 0 | 0.72027 | 0 | 0 | 0
7726 | 0 | 0.6685 | 479.3904 | 0 | 0 | 0 | 0 | 0 | 0 | 0 | 0 | 0 | 0 | 0.6685 | 0 | 0 | 0
7727 | 0 | 0.62288 | 478.5095 | 0 | 0 | 0 | 0 | 0 | 0 | 0 | 0 | 0 | 0 | 0.62288 | 0 | 0 | 0
7728 | 0 | 0.58921 | 477.6762 | 0 | 0 | 0 | 0 | 0 | 0 | 0 | 0 | 0 | 0 | 0.58921 | 0 | 0 | 0
7729 | 0 | 0.56698 | 476.8744 | 0 | 0 | 0 | 0 | 0 | 0 | 0 | 0 | 0 | 0 | 0.56698 | 0 | 0 | 0
7730 | 0 | 0.55478 | 476.0898 | 0 | 0 | 0 | 0 | 0 | 0 | 0 | 0 | 0 | 0 | 0.55478 | 0 | 0 | 0
7731 | 0 | 0.55056 | 475.3112 | 0 | 0 | 0 | 0 | 0 | 0 | 0 | 0 | 0 | 0 | 0.55056 | 0 | 0 | 0
7732 | 0 | 0.56523 | 474.5118 | 0 | 0 | 0 | 0 | 0 | 0 | 0 | 0 | 0 | 0 | 0.56523 | 0 | 0 | 0
7733 | 0 | 0.60978 | 473.6495 | 0 | 0 | 0 | 0 | 0 | 0 | 0 | 0 | 0 | 0 | 0.60978 | 0 | 0 | 0
7734 | 0 | 0.67381 | 472.6966 | 0 | 0 | 0 | 0 | 0 | 0 | 0 | 0 | 0 | 0 | 0.67381 | 0 | 0 | 0
7735 | 0 | 0.69912 | 471.7079 | 0 | 0 | 0 | 0 | 0 | 0 | 0 | 0 | 0 | 0 | 0.69912 | 0 | 0 | 0
7736 | 0 | 0 | 471.7079 | 0 | 0 | 0 | 0 | 0 | 0 | 0 | 0 | 0 | 0 | 0.69682 | 0.9481 | 0 | 0.25128
7737 | 1.5519 | 0 | 472.8052 | 0 | 0 | 0 | 0 | 0 | 0 | 0 | 0 | 0 | 0 | 0.69291 | 2.2449 | 0 | 0
7738 | 2.5388 | 0 | 474.6005 | 0 | 0 | 0 | 0 | 0 | 0 | 0 | 0 | 0 | 0 | 0.69322 | 3.2321 | 0 | 0
7739 | 0.51531 | 0 | 474.9649 | 0 | 0 | 0 | 0 | 0 | 0 | 0 | 0 | 0 | 0 | 0.69354 | 1.2088 | 0 | 0
7740 | 1.6112 | 0 | 476.1042 | 0 | 0 | 0 | 0 | 0 | 0 | 0 | 0 | 0 | 0 | 0.70345 | 2.3147 | 0 | 0
7741 | 1.7875 | 0 | 477.3681 | 0 | 0 | 0 | 0 | 0 | 0 | 0 | 0 | 0 | 0 | 0.72014 | 2.5076 | 0 | 0
7742 | 0 | 0.35584 | 476.8649 | 0 | 0 | 0 | 0 | 0 | 0 | 0 | 0 | 0 | 0 | 0.72906 | 0.37322 | 0 | 0
7743 | 0 | 0.70844 | 475.863 | 0 | 0 | 0 | 0 | 0 | 0 | 0 | 0 | 0 | 0 | 0.74184 | 0.0334 | 0 | 0
7744 | 0 | 0.76329 | 474.7835 | 0 | 0 | 0 | 0 | 0 | 0 | 0 | 0 | 0 | 0 | 0.76751 | 0.004225 | 0 | 0
7745 | 0 | 0.8127 | 473.6342 | 0 | 0 | 0 | 0 | 0 | 0 | 0 | 0 | 0 | 0 | 0.8127 | 0 | 0 | 0
7746 | 0 | 0.80438 | 472.4966 | 0 | 0 | 0 | 0 | 0 | 0 | 0 | 0 | 0 | 0 | 0.80438 | 0 | 0 | 0
7747 | 0 | 0.78344 | 471.3887 | 0 | 0 | 0 | 0 | 0 | 0 | 0 | 0 | 0 | 0 | 0.78344 | 0 | 0 | 0
7748 | 0 | 0.75668 | 470.3186 | 0 | 0 | 0 | 0 | 0 | 0 | 0 | 0 | 0 | 0 | 0.75668 | 0 | 0 | 0
7749 | 0 | 0.71698 | 469.3046 | 0 | 0 | 0 | 0 | 0 | 0 | 0 | 0 | 0 | 0 | 0.71698 | 0 | 0 | 0
7750 | 0 | 0.66534 | 468.3637 | 0 | 0 | 0 | 0 | 0 | 0 | 0 | 0 | 0 | 0 | 0.66534 | 0 | 0 | 0
7751 | 0 | 0.62148 | 467.4848 | 0 | 0 | 0 | 0 | 0 | 0 | 0 | 0 | 0 | 0 | 0.62148 | 0 | 0 | 0
7752 | 0 | 0.59 | 466.6504 | 0 | 0 | 0 | 0 | 0 | 0 | 0 | 0 | 0 | 0 | 0.59 | 0 | 0 | 0
7753 | 0 | 0.5702 | 465.844 | 0 | 0 | 0 | 0 | 0 | 0 | 0 | 0 | 0 | 0 | 0.5702 | 0 | 0 | 0
7754 | 0 | 0.55761 | 465.0554 | 0 | 0 | 0 | 0 | 0 | 0 | 0 | 0 | 0 | 0 | 0.55761 | 0 | 0 | 0
7755 | 0 | 0.5509 | 464.2763 | 0 | 0 | 0 | 0 | 0 | 0 | 0 | 0 | 0 | 0 | 0.5509 | 0 | 0 | 0
7756 | 0 | 0.56724 | 463.4741 | 0 | 0 | 0 | 0 | 0 | 0 | 0 | 0 | 0 | 0 | 0.56724 | 0 | 0 | 0
7757 | 0 | 0.60972 | 462.6119 | 0 | 0 | 0 | 0 | 0 | 0 | 0 | 0 | 0 | 0 | 0.60972 | 0 | 0 | 0
7758 | 0 | 0.67449 | 461.658 | 0 | 0 | 0 | 0 | 0 | 0 | 0 | 0 | 0 | 0 | 0.67449 | 0 | 0 | 0
7759 | 0 | 0.70567 | 460.66 | 0 | 0 | 0 | 0 | 0 | 0 | 0 | 0 | 0 | 0 | 0.70567 | 0 | 0 | 0
7760 | 0 | 0.60008 | 459.8114 | 0 | 0 | 0 | 0 | 0 | 0 | 0 | 0 | 0 | 0 | 0.70433 | 0.10425 | 0 | 0
7761 | 0 | 0.34851 | 459.3185 | 0 | 0 | 0 | 0 | 0 | 0 | 0 | 0 | 0 | 0 | 0.69818 | 0.34968 | 0 | 0
7762 | 0 | 0.21761 | 459.0108 | 0 | 0 | 0 | 0 | 0 | 0 | 0 | 0 | 0 | 0 | 0.69381 | 0.4762 | 0 | 0
7763 | 0 | 0 | 459.0108 | 0 | 0 | 0 | 0 | 0 | 0 | 0 | 0 | 0 | 0 | 0.69085 | 1.3573 | 0 | 0.66645
7764 | 0 | 0.53304 | 458.2569 | 0 | 0 | 0 | 0 | 0 | 0 | 0 | 0 | 0 | 0 | 0.69182 | 0.15877 | 0 | 0
7765 | 0 | 0.68471 | 457.2886 | 0 | 0 | 0 | 0 | 0 | 0 | 0 | 0 | 0 | 0 | 0.70389 | 0.019175 | 0 | 0
7766 | 0 | 0.63127 | 456.3959 | 0 | 0 | 0 | 0 | 0 | 0 | 0 | 0 | 0 | 0 | 0.71505 | 0.083775 | 0 | 0
7767 | 0 | 0.042758 | 456.3354 | 0 | 0 | 0 | 0 | 0 | 0 | 0 | 0 | 0 | 0 | 0.72416 | 0.6814 | 0 | 0
7768 | 0 | 0.42033 | 455.741 | 0 | 0 | 0 | 0 | 0 | 0 | 0 | 0 | 0 | 0 | 0.7522 | 0.33187 | 0 | 0
7769 | 0 | 0.78422 | 454.6319 | 0 | 0 | 0 | 0 | 0 | 0 | 0 | 0 | 0 | 0 | 0.79939 | 0.015175 | 0 | 0
7770 | 0 | 0.79355 | 453.5097 | 0 | 0 | 0 | 0 | 0 | 0 | 0 | 0 | 0 | 0 | 0.79355 | 0 | 0 | 0
7771 | 0 | 0.77774 | 452.4098 | 0 | 0 | 0 | 0 | 0 | 0 | 0 | 0 | 0 | 0 | 0.77774 | 0 | 0 | 0
7772 | 0 | 0.75654 | 451.3399 | 0 | 0 | 0 | 0 | 0 | 0 | 0 | 0 | 0 | 0 | 0.75654 | 0 | 0 | 0
7773 | 0 | 0.72188 | 450.319 | 0 | 0 | 0 | 0 | 0 | 0 | 0 | 0 | 0 | 0 | 0.72188 | 0 | 0 | 0
7774 | 0 | 0.66915 | 449.3726 | 0 | 0 | 0 | 0 | 0 | 0 | 0 | 0 | 0 | 0 | 0.66915 | 0 | 0 | 0
7775 | 0 | 0.6237 | 448.4906 | 0 | 0 | 0 | 0 | 0 | 0 | 0 | 0 | 0 | 0 | 0.6237 | 0 | 0 | 0
7776 | 0 | 0.59251 | 447.6527 | 0 | 0 | 0 | 0 | 0 | 0 | 0 | 0 | 0 | 0 | 0.59251 | 0 | 0 | 0
7777 | 0 | 0.57256 | 446.8429 | 0 | 0 | 0 | 0 | 0 | 0 | 0 | 0 | 0 | 0 | 0.57256 | 0 | 0 | 0
7778 | 0 | 0.56083 | 446.0498 | 0 | 0 | 0 | 0 | 0 | 0 | 0 | 0 | 0 | 0 | 0.56083 | 0 | 0 | 0
7779 | 0 | 0.55888 | 445.2594 | 0 | 0 | 0 | 0 | 0 | 0 | 0 | 0 | 0 | 0 | 0.55888 | 0 | 0 | 0
7780 | 0 | 0.57587 | 444.445 | 0 | 0 | 0 | 0 | 0 | 0 | 0 | 0 | 0 | 0 | 0.57587 | 0 | 0 | 0
7781 | 0 | 0.61699 | 443.5725 | 0 | 0 | 0 | 0 | 0 | 0 | 0 | 0 | 0 | 0 | 0.61699 | 0 | 0 | 0
7782 | 0 | 0.68295 | 442.6066 | 0 | 0 | 0 | 0 | 0 | 0 | 0 | 0 | 0 | 0 | 0.68295 | 0 | 0 | 0
7783 | 0 | 0.70883 | 441.6042 | 0 | 0 | 0 | 0 | 0 | 0 | 0 | 0 | 0 | 0 | 0.70883 | 0 | 0 | 0
7784 | 0.087844 | 0 | 441.6663 | 0 | 0 | 0 | 0 | 0 | 0 | 0 | 0 | 0 | 0 | 0.69796 | 0.7858 | 0 | 0
7785 | 1.4129 | 0 | 442.6654 | 0 | 0 | 0 | 0 | 0 | 0 | 0 | 0 | 0 | 0 | 0.67563 | 2.0886 | 0 | 0
7786 | 2.5307 | 0 | 444.4549 | 0 | 0 | 0 | 0 | 0 | 0 | 0 | 0 | 0 | 0 | 0.66335 | 3.194 | 0 | 0
7787 | 3.2115 | 0 | 446.7258 | 0 | 0 | 0 | 0 | 0 | 0 | 0 | 0 | 0 | 0 | 0.657 | 3.8685 | 0 | 0
7788 | 3.4855 | 0 | 449.1904 | 0 | 0 | 0 | 0 | 0 | 0 | 0 | 0 | 0 | 0 | 0.66438 | 4.1499 | 0 | 0
7789 | 3.3651 | 0 | 451.5698 | 0 | 0 | 0 | 0 | 0 | 0 | 0 | 0 | 0 | 0 | 0.67525 | 4.0403 | 0 | 0
7790 | 2.9282 | 0 | 453.6404 | 0 | 0 | 0 | 0 | 0 | 0 | 0 | 0 | 0 | 0 | 0.67793 | 3.6061 | 0 | 0
7791 | 2.0723 | 0 | 455.1057 | 0 | 0 | 0 | 0 | 0 | 0 | 0 | 0 | 0 | 0 | 0.70324 | 2.7755 | 0 | 0
7792 | 0.89185 | 0 | 455.7364 | 0 | 0 | 0 | 0 | 0 | 0 | 0 | 0 | 0 | 0 | 0.7433 | 1.6352 | 0 | 0
7793 | 0 | 0.52201 | 454.9981 | 0 | 0 | 0 | 0 | 0 | 0 | 0 | 0 | 0 | 0 | 0.79339 | 0.27137 | 0 | 0
7794 | 0 | 0.78981 | 453.8812 | 0 | 0 | 0 | 0 | 0 | 0 | 0 | 0 | 0 | 0 | 0.78981 | 0 | 0 | 0
7795 | 0 | 0.77529 | 452.7847 | 0 | 0 | 0 | 0 | 0 | 0 | 0 | 0 | 0 | 0 | 0.77529 | 0 | 0 | 0
7796 | 0 | 0.75528 | 451.7166 | 0 | 0 | 0 | 0 | 0 | 0 | 0 | 0 | 0 | 0 | 0.75528 | 0 | 0 | 0
7797 | 0 | 0.72198 | 450.6956 | 0 | 0 | 0 | 0 | 0 | 0 | 0 | 0 | 0 | 0 | 0.72198 | 0 | 0 | 0
7798 | 0 | 0.67186 | 449.7454 | 0 | 0 | 0 | 0 | 0 | 0 | 0 | 0 | 0 | 0 | 0.67186 | 0 | 0 | 0
7799 | 0 | 0.62805 | 448.8572 | 0 | 0 | 0 | 0 | 0 | 0 | 0 | 0 | 0 | 0 | 0.62805 | 0 | 0 | 0
7800 | 0 | 0.59956 | 448.0093 | 0 | 0 | 0 | 0 | 0 | 0 | 0 | 0 | 0 | 0 | 0.59956 | 0 | 0 | 0
7801 | 0 | 0.5794 | 447.1899 | 0 | 0 | 0 | 0 | 0 | 0 | 0 | 0 | 0 | 0 | 0.5794 | 0 | 0 | 0
7802 | 0 | 0.57379 | 446.3784 | 0 | 0 | 0 | 0 | 0 | 0 | 0 | 0 | 0 | 0 | 0.57379 | 0 | 0 | 0
7803 | 0 | 0.57574 | 445.5642 | 0 | 0 | 0 | 0 | 0 | 0 | 0 | 0 | 0 | 0 | 0.57574 | 0 | 0 | 0
7804 | 0 | 0.58559 | 444.7361 | 0 | 0 | 0 | 0 | 0 | 0 | 0 | 0 | 0 | 0 | 0.58559 | 0 | 0 | 0
7805 | 0 | 0.62353 | 443.8543 | 0 | 0 | 0 | 0 | 0 | 0 | 0 | 0 | 0 | 0 | 0.62353 | 0 | 0 | 0
7806 | 0 | 0.69168 | 442.8761 | 0 | 0 | 0 | 0 | 0 | 0 | 0 | 0 | 0 | 0 | 0.69168 | 0 | 0 | 0
7807 | 0 | 0.7106 | 441.8711 | 0 | 0 | 0 | 0 | 0 | 0 | 0 | 0 | 0 | 0 | 0.7106 | 0 | 0 | 0
7808 | 0.16271 | 0 | 441.9862 | 0 | 0 | 0 | 0 | 0 | 0 | 0 | 0 | 0 | 0 | 0.69244 | 0.85515 | 0 | 0
7809 | 1.4962 | 0 | 443.0442 | 0 | 0 | 0 | 0 | 0 | 0 | 0 | 0 | 0 | 0 | 0.67007 | 2.1663 | 0 | 0
7810 | 2.4989 | 0 | 444.8112 | 0 | 0 | 0 | 0 | 0 | 0 | 0 | 0 | 0 | 0 | 0.65631 | 3.1552 | 0 | 0
7811 | 3.1532 | 0 | 447.0409 | 0 | 0 | 0 | 0 | 0 | 0 | 0 | 0 | 0 | 0 | 0.6538 | 3.807 | 0 | 0
7812 | 3.3961 | 0 | 449.4423 | 0 | 0 | 0 | 0 | 0 | 0 | 0 | 0 | 0 | 0 | 0.65206 | 4.0482 | 0 | 0
7813 | 3.2806 | 0 | 451.762 | 0 | 0 | 0 | 0 | 0 | 0 | 0 | 0 | 0 | 0 | 0.6676 | 3.9482 | 0 | 0
7814 | 2.385 | 0 | 453.4485 | 0 | 0 | 0 | 0 | 0 | 0 | 0 | 0 | 0 | 0 | 0.6717 | 3.0568 | 0 | 0
7815 | 1.508 | 0 | 454.5148 | 0 | 0 | 0 | 0 | 0 | 0 | 0 | 0 | 0 | 0 | 0.70017 | 2.2081 | 0 | 0
7816 | 0.86014 | 0 | 455.123 | 0 | 0 | 0 | 0 | 0 | 0 | 0 | 0 | 0 | 0 | 0.74126 | 1.6014 | 0 | 0
7817 | 0 | 0.68602 | 454.1528 | 0 | 0 | 0 | 0 | 0 | 0 | 0 | 0 | 0 | 0 | 0.78662 | 0.1006 | 0 | 0
7818 | 0 | 0.7763 | 453.055 | 0 | 0 | 0 | 0 | 0 | 0 | 0 | 0 | 0 | 0 | 0.7763 | 0 | 0 | 0
7819 | 0 | 0.75596 | 451.9859 | 0 | 0 | 0 | 0 | 0 | 0 | 0 | 0 | 0 | 0 | 0.75596 | 0 | 0 | 0
7820 | 0 | 0.73634 | 450.9446 | 0 | 0 | 0 | 0 | 0 | 0 | 0 | 0 | 0 | 0 | 0.73634 | 0 | 0 | 0
7821 | 0 | 0.70746 | 449.9441 | 0 | 0 | 0 | 0 | 0 | 0 | 0 | 0 | 0 | 0 | 0.70746 | 0 | 0 | 0
7822 | 0 | 0.66612 | 449.002 | 0 | 0 | 0 | 0 | 0 | 0 | 0 | 0 | 0 | 0 | 0.66612 | 0 | 0 | 0
7823 | 0 | 0.62788 | 448.1141 | 0 | 0 | 0 | 0 | 0 | 0 | 0 | 0 | 0 | 0 | 0.62788 | 0 | 0 | 0
7824 | 0 | 0.59965 | 447.266 | 0 | 0 | 0 | 0 | 0 | 0 | 0 | 0 | 0 | 0 | 0.59965 | 0 | 0 | 0
7825 | 0 | 0.57837 | 446.4481 | 0 | 0 | 0 | 0 | 0 | 0 | 0 | 0 | 0 | 0 | 0.57837 | 0 | 0 | 0
7826 | 0 | 0.56377 | 445.6508 | 0 | 0 | 0 | 0 | 0 | 0 | 0 | 0 | 0 | 0 | 0.56377 | 0 | 0 | 0
7827 | 0 | 0.55794 | 444.8618 | 0 | 0 | 0 | 0 | 0 | 0 | 0 | 0 | 0 | 0 | 0.55794 | 0 | 0 | 0
7828 | 0 | 0.56383 | 444.0644 | 0 | 0 | 0 | 0 | 0 | 0 | 0 | 0 | 0 | 0 | 0.56383 | 0 | 0 | 0
7829 | 0 | 0.57954 | 443.2448 | 0 | 0 | 0 | 0 | 0 | 0 | 0 | 0 | 0 | 0 | 0.57954 | 0 | 0 | 0
7830 | 0 | 0.60544 | 442.3886 | 0 | 0 | 0 | 0 | 0 | 0 | 0 | 0 | 0 | 0 | 0.60544 | 0 | 0 | 0
7831 | 0 | 0.61491 | 441.519 | 0 | 0 | 0 | 0 | 0 | 0 | 0 | 0 | 0 | 0 | 0.61491 | 0 | 0 | 0
7832 | 0.16036 | 0 | 441.6324 | 0 | 0 | 0 | 0 | 0 | 0 | 0 | 0 | 0 | 0 | 0.61044 | 0.7708 | 0 | 0
7833 | 1.5128 | 0 | 442.7021 | 0 | 0 | 0 | 0 | 0 | 0 | 0 | 0 | 0 | 0 | 0.59677 | 2.1096 | 0 | 0
7834 | 2.632 | 0 | 444.5632 | 0 | 0 | 0 | 0 | 0 | 0 | 0 | 0 | 0 | 0 | 0.58135 | 3.2134 | 0 | 0
7835 | 3.3304 | 0 | 446.9181 | 0 | 0 | 0 | 0 | 0 | 0 | 0 | 0 | 0 | 0 | 0.57457 | 3.9049 | 0 | 0
7836 | 3.5795 | 0 | 449.4493 | 0 | 0 | 0 | 0 | 0 | 0 | 0 | 0 | 0 | 0 | 0.58685 | 4.1664 | 0 | 0
7837 | 3.4764 | 0 | 451.9074 | 0 | 0 | 0 | 0 | 0 | 0 | 0 | 0 | 0 | 0 | 0.58935 | 4.0658 | 0 | 0
7838 | 3.0152 | 0 | 454.0395 | 0 | 0 | 0 | 0 | 0 | 0 | 0 | 0 | 0 | 0 | 0.60147 | 3.6166 | 0 | 0
7839 | 2.1685 | 0 | 455.5729 | 0 | 0 | 0 | 0 | 0 | 0 | 0 | 0 | 0 | 0 | 0.63058 | 2.7991 | 0 | 0
7840 | 0.9594 | 0 | 456.2513 | 0 | 0 | 0 | 0 | 0 | 0 | 0 | 0 | 0 | 0 | 0.67744 | 1.6368 | 0 | 0
7841 | 0 | 0.47678 | 455.577 | 0 | 0 | 0 | 0 | 0 | 0 | 0 | 0 | 0 | 0 | 0.72976 | 0.25298 | 0 | 0
7842 | 0 | 0.72648 | 454.5496 | 0 | 0 | 0 | 0 | 0 | 0 | 0 | 0 | 0 | 0 | 0.72648 | 0 | 0 | 0
7843 | 0 | 0.71427 | 453.5395 | 0 | 0 | 0 | 0 | 0 | 0 | 0 | 0 | 0 | 0 | 0.71427 | 0 | 0 | 0
7844 | 0 | 0.69748 | 452.5531 | 0 | 0 | 0 | 0 | 0 | 0 | 0 | 0 | 0 | 0 | 0.69748 | 0 | 0 | 0
7845 | 0 | 0.67298 | 451.6014 | 0 | 0 | 0 | 0 | 0 | 0 | 0 | 0 | 0 | 0 | 0.67298 | 0 | 0 | 0
7846 | 0 | 0.6376 | 450.6997 | 0 | 0 | 0 | 0 | 0 | 0 | 0 | 0 | 0 | 0 | 0.6376 | 0 | 0 | 0
7847 | 0 | 0.60206 | 449.8482 | 0 | 0 | 0 | 0 | 0 | 0 | 0 | 0 | 0 | 0 | 0.60206 | 0 | 0 | 0
7848 | 0 | 0.5864 | 449.0189 | 0 | 0 | 0 | 0 | 0 | 0 | 0 | 0 | 0 | 0 | 0.5864 | 0 | 0 | 0
7849 | 0 | 0.57433 | 448.2067 | 0 | 0 | 0 | 0 | 0 | 0 | 0 | 0 | 0 | 0 | 0.57433 | 0 | 0 | 0
7850 | 0 | 0.56138 | 447.4128 | 0 | 0 | 0 | 0 | 0 | 0 | 0 | 0 | 0 | 0 | 0.56138 | 0 | 0 | 0
7851 | 0 | 0.55588 | 446.6267 | 0 | 0 | 0 | 0 | 0 | 0 | 0 | 0 | 0 | 0 | 0.55588 | 0 | 0 | 0
7852 | 0 | 0.55831 | 445.8371 | 0 | 0 | 0 | 0 | 0 | 0 | 0 | 0 | 0 | 0 | 0.55831 | 0 | 0 | 0
7853 | 0 | 0.56909 | 445.0323 | 0 | 0 | 0 | 0 | 0 | 0 | 0 | 0 | 0 | 0 | 0.56909 | 0 | 0 | 0
7854 | 0 | 0.58142 | 444.21 | 0 | 0 | 0 | 0 | 0 | 0 | 0 | 0 | 0 | 0 | 0.58142 | 0 | 0 | 0
7855 | 0 | 0.58781 | 443.3787 | 0 | 0 | 0 | 0 | 0 | 0 | 0 | 0 | 0 | 0 | 0.58781 | 0 | 0 | 0
7856 | 0.2482 | 0 | 443.5542 | 0 | 0 | 0 | 0 | 0 | 0 | 0 | 0 | 0 | 0 | 0.58365 | 0.83185 | 0 | 0
7857 | 1.6356 | 0 | 444.7108 | 0 | 0 | 0 | 0 | 0 | 0 | 0 | 0 | 0 | 0 | 0.57151 | 2.2071 | 0 | 0
7858 | 2.71 | 0 | 446.627 | 0 | 0 | 0 | 0 | 0 | 0 | 0 | 0 | 0 | 0 | 0.55736 | 3.2673 | 0 | 0
7859 | 3.3753 | 0 | 449.0137 | 0 | 0 | 0 | 0 | 0 | 0 | 0 | 0 | 0 | 0 | 0.55182 | 3.9272 | 0 | 0
7860 | 3.6483 | 0 | 451.5934 | 0 | 0 | 0 | 0 | 0 | 0 | 0 | 0 | 0 | 0 | 0.55675 | 4.205 | 0 | 0
7861 | 3.5423 | 0 | 454.0982 | 0 | 0 | 0 | 0 | 0 | 0 | 0 | 0 | 0 | 0 | 0.56613 | 4.1084 | 0 | 0
7862 | 3.0488 | 0 | 456.254 | 0 | 0 | 0 | 0 | 0 | 0 | 0 | 0 | 0 | 0 | 0.58353 | 3.6323 | 0 | 0
7863 | 2.2046 | 0 | 457.8129 | 0 | 0 | 0 | 0 | 0 | 0 | 0 | 0 | 0 | 0 | 0.62037 | 2.8249 | 0 | 0
7864 | 0.98048 | 0 | 458.5062 | 0 | 0 | 0 | 0 | 0 | 0 | 0 | 0 | 0 | 0 | 0.66702 | 1.6475 | 0 | 0
7865 | 0 | 0.5303 | 457.7562 | 0 | 0 | 0 | 0 | 0 | 0 | 0 | 0 | 0 | 0 | 0.7264 | 0.1961 | 0 | 0
7866 | 0 | 0.72455 | 456.7316 | 0 | 0 | 0 | 0 | 0 | 0 | 0 | 0 | 0 | 0 | 0.72455 | 0 | 0 | 0
7867 | 0 | 0.71024 | 455.7271 | 0 | 0 | 0 | 0 | 0 | 0 | 0 | 0 | 0 | 0 | 0.71024 | 0 | 0 | 0
7868 | 0 | 0.69367 | 454.7461 | 0 | 0 | 0 | 0 | 0 | 0 | 0 | 0 | 0 | 0 | 0.69367 | 0 | 0 | 0
7869 | 0 | 0.66702 | 453.8028 | 0 | 0 | 0 | 0 | 0 | 0 | 0 | 0 | 0 | 0 | 0.66702 | 0 | 0 | 0
7870 | 0 | 0.62408 | 452.9203 | 0 | 0 | 0 | 0 | 0 | 0 | 0 | 0 | 0 | 0 | 0.62408 | 0 | 0 | 0
7871 | 0 | 0.58938 | 452.0867 | 0 | 0 | 0 | 0 | 0 | 0 | 0 | 0 | 0 | 0 | 0.58938 | 0 | 0 | 0
7872 | 0 | 0.56796 | 451.2835 | 0 | 0 | 0 | 0 | 0 | 0 | 0 | 0 | 0 | 0 | 0.56796 | 0 | 0 | 0
7873 | 0 | 0.55814 | 450.4942 | 0 | 0 | 0 | 0 | 0 | 0 | 0 | 0 | 0 | 0 | 0.55814 | 0 | 0 | 0
7874 | 0 | 0.5468 | 449.7209 | 0 | 0 | 0 | 0 | 0 | 0 | 0 | 0 | 0 | 0 | 0.5468 | 0 | 0 | 0
7875 | 0 | 0.55005 | 448.943 | 0 | 0 | 0 | 0 | 0 | 0 | 0 | 0 | 0 | 0 | 0.55005 | 0 | 0 | 0
7876 | 0 | 0.56816 | 448.1395 | 0 | 0 | 0 | 0 | 0 | 0 | 0 | 0 | 0 | 0 | 0.56816 | 0 | 0 | 0
7877 | 0 | 0.61088 | 447.2756 | 0 | 0 | 0 | 0 | 0 | 0 | 0 | 0 | 0 | 0 | 0.61088 | 0 | 0 | 0
7878 | 0 | 0.66591 | 446.3339 | 0 | 0 | 0 | 0 | 0 | 0 | 0 | 0 | 0 | 0 | 0.66591 | 0 | 0 | 0
7879 | 0 | 0.68941 | 445.3589 | 0 | 0 | 0 | 0 | 0 | 0 | 0 | 0 | 0 | 0 | 0.68941 | 0 | 0 | 0
7880 | 0 | 0 | 445.3589 | 0 | 0 | 0 | 0 | 0 | 0 | 0 | 0 | 0 | 0 | 0.6824 | 0.90345 | 0 | 0.22105
7881 | 0.36827 | 0 | 445.6193 | 0 | 0 | 0 | 0 | 0 | 0 | 0 | 0 | 0 | 0 | 0.67013 | 1.0384 | 0 | 0
7882 | 1.727 | 0 | 446.8405 | 0 | 0 | 0 | 0 | 0 | 0 | 0 | 0 | 0 | 0 | 0.65612 | 2.3831 | 0 | 0
7883 | 2.2221 | 0 | 448.4117 | 0 | 0 | 0 | 0 | 0 | 0 | 0 | 0 | 0 | 0 | 0.64706 | 2.8691 | 0 | 0
7884 | 2.689 | 0 | 450.3131 | 0 | 0 | 0 | 0 | 0 | 0 | 0 | 0 | 0 | 0 | 0.65188 | 3.3409 | 0 | 0
7885 | 0 | 0 | 450.3131 | 0 | 0 | 0 | 0 | 0 | 0 | 0 | 0 | 0 | 0 | 0.66411 | 2.9343 | 0 | 2.2701
7886 | 0 | 0 | 450.3131 | 0 | 0 | 0 | 0 | 0 | 0 | 0 | 0 | 0 | 0 | 0.68013 | 1.9016 | 0 | 1.2215
7887 | 0 | 0 | 450.3131 | 0 | 0 | 0 | 0 | 0 | 0 | 0 | 0 | 0 | 0 | 0.69948 | 0.8435 | 0 | 0.14402
7888 | 0 | 0.33105 | 449.845 | 0 | 0 | 0 | 0 | 0 | 0 | 0 | 0 | 0 | 0 | 0.74065 | 0.4096 | 0 | 0
7889 | 0 | 0.77861 | 448.7438 | 0 | 0 | 0 | 0 | 0 | 0 | 0 | 0 | 0 | 0 | 0.79544 | 0.016825 | 0 | 0
7890 | 0 | 0.79061 | 447.6257 | 0 | 0 | 0 | 0 | 0 | 0 | 0 | 0 | 0 | 0 | 0.79061 | 0 | 0 | 0
7891 | 0 | 0.77404 | 446.5311 | 0 | 0 | 0 | 0 | 0 | 0 | 0 | 0 | 0 | 0 | 0.77404 | 0 | 0 | 0
7892 | 0 | 0.75575 | 445.4623 | 0 | 0 | 0 | 0 | 0 | 0 | 0 | 0 | 0 | 0 | 0.75575 | 0 | 0 | 0
7893 | 0 | 0.72139 | 444.4421 | 0 | 0 | 0 | 0 | 0 | 0 | 0 | 0 | 0 | 0 | 0.72139 | 0 | 0 | 0
7894 | 0 | 0.66982 | 443.4948 | 0 | 0 | 0 | 0 | 0 | 0 | 0 | 0 | 0 | 0 | 0.66982 | 0 | 0 | 0
7895 | 0 | 0.62432 | 442.6119 | 0 | 0 | 0 | 0 | 0 | 0 | 0 | 0 | 0 | 0 | 0.62432 | 0 | 0 | 0
7896 | 0 | 0.59601 | 441.769 | 0 | 0 | 0 | 0 | 0 | 0 | 0 | 0 | 0 | 0 | 0.59601 | 0 | 0 | 0
7897 | 0 | 0.57882 | 440.9505 | 0 | 0 | 0 | 0 | 0 | 0 | 0 | 0 | 0 | 0 | 0.57882 | 0 | 0 | 0
7898 | 0 | 0.5688 | 440.146 | 0 | 0 | 0 | 0 | 0 | 0 | 0 | 0 | 0 | 0 | 0.5688 | 0 | 0 | 0
7899 | 0 | 0.5679 | 439.3429 | 0 | 0 | 0 | 0 | 0 | 0 | 0 | 0 | 0 | 0 | 0.5679 | 0 | 0 | 0
7900 | 0 | 0.58545 | 438.515 | 0 | 0 | 0 | 0 | 0 | 0 | 0 | 0 | 0 | 0 | 0.58545 | 0 | 0 | 0
7901 | 0 | 0.62676 | 437.6286 | 0 | 0 | 0 | 0 | 0 | 0 | 0 | 0 | 0 | 0 | 0.62676 | 0 | 0 | 0
7902 | 0 | 0.68368 | 436.6617 | 0 | 0 | 0 | 0 | 0 | 0 | 0 | 0 | 0 | 0 | 0.68368 | 0 | 0 | 0
7903 | 0 | 0.70541 | 435.6641 | 0 | 0 | 0 | 0 | 0 | 0 | 0 | 0 | 0 | 0 | 0.70541 | 0 | 0 | 0
7904 | 0 | 0 | 435.6641 | 0 | 0 | 0 | 0 | 0 | 0 | 0 | 0 | 0 | 0 | 0.69439 | 0.8218 | 0 | 0.12741
7905 | 1.4988 | 0 | 436.7239 | 0 | 0 | 0 | 0 | 0 | 0 | 0 | 0 | 0 | 0 | 0.68466 | 2.1835 | 0 | 0
7906 | 2.5337 | 0 | 438.5155 | 0 | 0 | 0 | 0 | 0 | 0 | 0 | 0 | 0 | 0 | 0.68234 | 3.2161 | 0 | 0
7907 | 0.70957 | 0 | 439.0173 | 0 | 0 | 0 | 0 | 0 | 0 | 0 | 0 | 0 | 0 | 0.68642 | 1.396 | 0 | 0
7908 | 1.0589 | 0 | 439.766 | 0 | 0 | 0 | 0 | 0 | 0 | 0 | 0 | 0 | 0 | 0.69419 | 1.7531 | 0 | 0
7909 | 0 | 0.16948 | 439.5263 | 0 | 0 | 0 | 0 | 0 | 0 | 0 | 0 | 0 | 0 | 0.70508 | 0.5356 | 0 | 0
7910 | 0 | 0.55729 | 438.7382 | 0 | 0 | 0 | 0 | 0 | 0 | 0 | 0 | 0 | 0 | 0.72129 | 0.164 | 0 | 0
7911 | 0 | 0.06501 | 438.6463 | 0 | 0 | 0 | 0 | 0 | 0 | 0 | 0 | 0 | 0 | 0.73546 | 0.67045 | 0 | 0
7912 | 0 | 0.44542 | 438.0164 | 0 | 0 | 0 | 0 | 0 | 0 | 0 | 0 | 0 | 0 | 0.77245 | 0.32703 | 0 | 0
7913 | 0 | 0.80322 | 436.8804 | 0 | 0 | 0 | 0 | 0 | 0 | 0 | 0 | 0 | 0 | 0.81552 | 0.0123 | 0 | 0
7914 | 0 | 0.81096 | 435.7336 | 0 | 0 | 0 | 0 | 0 | 0 | 0 | 0 | 0 | 0 | 0.81096 | 0 | 0 | 0
7915 | 0 | 0.79714 | 434.6062 | 0 | 0 | 0 | 0 | 0 | 0 | 0 | 0 | 0 | 0 | 0.79714 | 0 | 0 | 0
7916 | 0 | 0.77237 | 433.5139 | 0 | 0 | 0 | 0 | 0 | 0 | 0 | 0 | 0 | 0 | 0.77237 | 0 | 0 | 0
7917 | 0 | 0.73369 | 432.4763 | 0 | 0 | 0 | 0 | 0 | 0 | 0 | 0 | 0 | 0 | 0.73369 | 0 | 0 | 0
7918 | 0 | 0.68409 | 431.5089 | 0 | 0 | 0 | 0 | 0 | 0 | 0 | 0 | 0 | 0 | 0.68409 | 0 | 0 | 0
7919 | 0 | 0.63966 | 430.6043 | 0 | 0 | 0 | 0 | 0 | 0 | 0 | 0 | 0 | 0 | 0.63966 | 0 | 0 | 0
7920 | 0 | 0.60459 | 429.7492 | 0 | 0 | 0 | 0 | 0 | 0 | 0 | 0 | 0 | 0 | 0.60459 | 0 | 0 | 0
7921 | 0 | 0.58223 | 428.9258 | 0 | 0 | 0 | 0 | 0 | 0 | 0 | 0 | 0 | 0 | 0.58223 | 0 | 0 | 0
7922 | 0 | 0.57052 | 428.119 | 0 | 0 | 0 | 0 | 0 | 0 | 0 | 0 | 0 | 0 | 0.57052 | 0 | 0 | 0
7923 | 0 | 0.56883 | 427.3145 | 0 | 0 | 0 | 0 | 0 | 0 | 0 | 0 | 0 | 0 | 0.56883 | 0 | 0 | 0
7924 | 0 | 0.58332 | 426.4896 | 0 | 0 | 0 | 0 | 0 | 0 | 0 | 0 | 0 | 0 | 0.58332 | 0 | 0 | 0
7925 | 0 | 0.62229 | 425.6095 | 0 | 0 | 0 | 0 | 0 | 0 | 0 | 0 | 0 | 0 | 0.62229 | 0 | 0 | 0
7926 | 0 | 0.67713 | 424.6519 | 0 | 0 | 0 | 0 | 0 | 0 | 0 | 0 | 0 | 0 | 0.67713 | 0 | 0 | 0
7927 | 0 | 0.71067 | 423.6469 | 0 | 0 | 0 | 0 | 0 | 0 | 0 | 0 | 0 | 0 | 0.71067 | 0 | 0 | 0
7928 | 0 | 0.47029 | 422.9818 | 0 | 0 | 0 | 0 | 0 | 0 | 0 | 0 | 0 | 0 | 0.72531 | 0.25503 | 0 | 0
7929 | 0.23744 | 0 | 423.1497 | 0 | 0 | 0 | 0 | 0 | 0 | 0 | 0 | 0 | 0 | 0.72691 | 0.96435 | 0 | 0
7930 | 2.4323 | 0 | 424.8696 | 0 | 0 | 0 | 0 | 0 | 0 | 0 | 0 | 0 | 0 | 0.72554 | 3.1578 | 0 | 0
7931 | 3.2567 | 0 | 427.1724 | 0 | 0 | 0 | 0 | 0 | 0 | 0 | 0 | 0 | 0 | 0.71768 | 3.9743 | 0 | 0
7932 | 3.5719 | 0 | 429.6981 | 0 | 0 | 0 | 0 | 0 | 0 | 0 | 0 | 0 | 0 | 0.71832 | 4.2903 | 0 | 0
7933 | 3.4971 | 0 | 432.1709 | 0 | 0 | 0 | 0 | 0 | 0 | 0 | 0 | 0 | 0 | 0.71976 | 4.2168 | 0 | 0
7934 | 3.0055 | 0 | 434.2962 | 0 | 0 | 0 | 0 | 0 | 0 | 0 | 0 | 0 | 0 | 0.71704 | 3.7226 | 0 | 0
7935 | 2.1276 | 0 | 435.8006 | 0 | 0 | 0 | 0 | 0 | 0 | 0 | 0 | 0 | 0 | 0.72808 | 2.8557 | 0 | 0
7936 | 0.91202 | 0 | 436.4455 | 0 | 0 | 0 | 0 | 0 | 0 | 0 | 0 | 0 | 0 | 0.76602 | 1.6781 | 0 | 0
7937 | 0 | 0.72769 | 435.4164 | 0 | 0 | 0 | 0 | 0 | 0 | 0 | 0 | 0 | 0 | 0.80934 | 0.08165 | 0 | 0
7938 | 0 | 0.80198 | 434.2822 | 0 | 0 | 0 | 0 | 0 | 0 | 0 | 0 | 0 | 0 | 0.80198 | 0 | 0 | 0
7939 | 0 | 0.78639 | 433.1701 | 0 | 0 | 0 | 0 | 0 | 0 | 0 | 0 | 0 | 0 | 0.78639 | 0 | 0 | 0
7940 | 0 | 0.76834 | 432.0835 | 0 | 0 | 0 | 0 | 0 | 0 | 0 | 0 | 0 | 0 | 0.76834 | 0 | 0 | 0
7941 | 0 | 0.73751 | 431.0405 | 0 | 0 | 0 | 0 | 0 | 0 | 0 | 0 | 0 | 0 | 0.73751 | 0 | 0 | 0
7942 | 0 | 0.69005 | 430.0646 | 0 | 0 | 0 | 0 | 0 | 0 | 0 | 0 | 0 | 0 | 0.69005 | 0 | 0 | 0
7943 | 0 | 0.64406 | 429.1538 | 0 | 0 | 0 | 0 | 0 | 0 | 0 | 0 | 0 | 0 | 0.64406 | 0 | 0 | 0
7944 | 0 | 0.61243 | 428.2877 | 0 | 0 | 0 | 0 | 0 | 0 | 0 | 0 | 0 | 0 | 0.61243 | 0 | 0 | 0
7945 | 0 | 0.5919 | 427.4506 | 0 | 0 | 0 | 0 | 0 | 0 | 0 | 0 | 0 | 0 | 0.5919 | 0 | 0 | 0
7946 | 0 | 0.58046 | 426.6297 | 0 | 0 | 0 | 0 | 0 | 0 | 0 | 0 | 0 | 0 | 0.58046 | 0 | 0 | 0
7947 | 0 | 0.57284 | 425.8196 | 0 | 0 | 0 | 0 | 0 | 0 | 0 | 0 | 0 | 0 | 0.57284 | 0 | 0 | 0
7948 | 0 | 0.57571 | 425.0054 | 0 | 0 | 0 | 0 | 0 | 0 | 0 | 0 | 0 | 0 | 0.57571 | 0 | 0 | 0
7949 | 0 | 0.58998 | 424.1711 | 0 | 0 | 0 | 0 | 0 | 0 | 0 | 0 | 0 | 0 | 0.58998 | 0 | 0 | 0
7950 | 0 | 0.61499 | 423.3013 | 0 | 0 | 0 | 0 | 0 | 0 | 0 | 0 | 0 | 0 | 0.61499 | 0 | 0 | 0
7951 | 0 | 0.63123 | 422.4086 | 0 | 0 | 0 | 0 | 0 | 0 | 0 | 0 | 0 | 0 | 0.63123 | 0 | 0 | 0
7952 | 0 | 0.62457 | 421.5254 | 0 | 0 | 0 | 0 | 0 | 0 | 0 | 0 | 0 | 0 | 0.6572 | 0.032625 | 0 | 0
7953 | 0 | 0.48466 | 420.8399 | 0 | 0 | 0 | 0 | 0 | 0 | 0 | 0 | 0 | 0 | 0.67419 | 0.18952 | 0 | 0
7954 | 0 | 0 | 420.8399 | 0 | 0 | 0 | 0 | 0 | 0 | 0 | 0 | 0 | 0 | 0.68387 | 2.023 | 0 | 1.3391
7955 | 1.8524 | 0 | 422.1498 | 0 | 0 | 0 | 0 | 0 | 0 | 0 | 0 | 0 | 0 | 0.69199 | 2.5444 | 0 | 0
7956 | 2.6858 | 0 | 424.0489 | 0 | 0 | 0 | 0 | 0 | 0 | 0 | 0 | 0 | 0 | 0.69952 | 3.3853 | 0 | 0
7957 | 2.4211 | 0 | 425.7608 | 0 | 0 | 0 | 0 | 0 | 0 | 0 | 0 | 0 | 0 | 0.68725 | 3.1083 | 0 | 0
7958 | 0.36868 | 0 | 426.0215 | 0 | 0 | 0 | 0 | 0 | 0 | 0 | 0 | 0 | 0 | 0.67512 | 1.0438 | 0 | 0
7959 | 0.3967 | 0 | 426.302 | 0 | 0 | 0 | 0 | 0 | 0 | 0 | 0 | 0 | 0 | 0.67495 | 1.0716 | 0 | 0
7960 | 0 | 0.14988 | 426.0901 | 0 | 0 | 0 | 0 | 0 | 0 | 0 | 0 | 0 | 0 | 0.69103 | 0.54115 | 0 | 0
7961 | 0 | 0.68238 | 425.125 | 0 | 0 | 0 | 0 | 0 | 0 | 0 | 0 | 0 | 0 | 0.70563 | 0.02325 | 0 | 0
7962 | 0 | 0.69171 | 424.1468 | 0 | 0 | 0 | 0 | 0 | 0 | 0 | 0 | 0 | 0 | 0.69171 | 0 | 0 | 0
7963 | 0 | 0.68541 | 423.1775 | 0 | 0 | 0 | 0 | 0 | 0 | 0 | 0 | 0 | 0 | 0.68541 | 0 | 0 | 0
7964 | 0 | 0.68263 | 422.2121 | 0 | 0 | 0 | 0 | 0 | 0 | 0 | 0 | 0 | 0 | 0.68263 | 0 | 0 | 0
7965 | 0 | 0.66959 | 421.2652 | 0 | 0 | 0 | 0 | 0 | 0 | 0 | 0 | 0 | 0 | 0.66959 | 0 | 0 | 0
7966 | 0 | 0.649 | 420.3473 | 0 | 0 | 0 | 0 | 0 | 0 | 0 | 0 | 0 | 0 | 0.649 | 0 | 0 | 0
7967 | 0 | 0.62532 | 419.463 | 0 | 0 | 0 | 0 | 0 | 0 | 0 | 0 | 0 | 0 | 0.62532 | 0 | 0 | 0
7968 | 0 | 0.60085 | 418.6133 | 0 | 0 | 0 | 0 | 0 | 0 | 0 | 0 | 0 | 0 | 0.60085 | 0 | 0 | 0
7969 | 0 | 0.58148 | 417.7909 | 0 | 0 | 0 | 0 | 0 | 0 | 0 | 0 | 0 | 0 | 0.58148 | 0 | 0 | 0
7970 | 0 | 0.57131 | 416.983 | 0 | 0 | 0 | 0 | 0 | 0 | 0 | 0 | 0 | 0 | 0.57131 | 0 | 0 | 0
7971 | 0 | 0.56736 | 416.1806 | 0 | 0 | 0 | 0 | 0 | 0 | 0 | 0 | 0 | 0 | 0.56736 | 0 | 0 | 0
7972 | 0 | 0.57768 | 415.3637 | 0 | 0 | 0 | 0 | 0 | 0 | 0 | 0 | 0 | 0 | 0.57768 | 0 | 0 | 0
7973 | 0 | 0.59961 | 414.5157 | 0 | 0 | 0 | 0 | 0 | 0 | 0 | 0 | 0 | 0 | 0.59961 | 0 | 0 | 0
7974 | 0 | 0.63098 | 413.6233 | 0 | 0 | 0 | 0 | 0 | 0 | 0 | 0 | 0 | 0 | 0.63098 | 0 | 0 | 0
7975 | 0 | 0.64037 | 412.7177 | 0 | 0 | 0 | 0 | 0 | 0 | 0 | 0 | 0 | 0 | 0.64037 | 0 | 0 | 0
7976 | 0.15621 | 0 | 412.8282 | 0 | 0 | 0 | 0 | 0 | 0 | 0 | 0 | 0 | 0 | 0.63369 | 0.7899 | 0 | 0
7977 | 1.5827 | 0 | 413.9473 | 0 | 0 | 0 | 0 | 0 | 0 | 0 | 0 | 0 | 0 | 0.61684 | 2.1995 | 0 | 0
7978 | 0.8797 | 0 | 414.5693 | 0 | 0 | 0 | 0 | 0 | 0 | 0 | 0 | 0 | 0 | 0.60835 | 1.4881 | 0 | 0
7979 | 1.7898 | 0 | 415.8349 | 0 | 0 | 0 | 0 | 0 | 0 | 0 | 0 | 0 | 0 | 0.60371 | 2.3935 | 0 | 0
7980 | 0.98517 | 0 | 416.5315 | 0 | 0 | 0 | 0 | 0 | 0 | 0 | 0 | 0 | 0 | 0.59978 | 1.585 | 0 | 0
7981 | 0.91936 | 0 | 417.1816 | 0 | 0 | 0 | 0 | 0 | 0 | 0 | 0 | 0 | 0 | 0.61369 | 1.5331 | 0 | 0
7982 | 2.9641 | 0 | 419.2775 | 0 | 0 | 0 | 0 | 0 | 0 | 0 | 0 | 0 | 0 | 0.62087 | 3.585 | 0 | 0
7983 | 2.1026 | 0 | 420.7643 | 0 | 0 | 0 | 0 | 0 | 0 | 0 | 0 | 0 | 0 | 0.64505 | 2.7477 | 0 | 0
7984 | 0.87454 | 0 | 421.3827 | 0 | 0 | 0 | 0 | 0 | 0 | 0 | 0 | 0 | 0 | 0.70226 | 1.5768 | 0 | 0
7985 | 0 | 0.58419 | 420.5565 | 0 | 0 | 0 | 0 | 0 | 0 | 0 | 0 | 0 | 0 | 0.76014 | 0.17595 | 0 | 0
7986 | 0 | 0.76102 | 419.4803 | 0 | 0 | 0 | 0 | 0 | 0 | 0 | 0 | 0 | 0 | 0.76102 | 0 | 0 | 0
7987 | 0 | 0.75226 | 418.4164 | 0 | 0 | 0 | 0 | 0 | 0 | 0 | 0 | 0 | 0 | 0.75226 | 0 | 0 | 0
7988 | 0 | 0.74105 | 417.3684 | 0 | 0 | 0 | 0 | 0 | 0 | 0 | 0 | 0 | 0 | 0.74105 | 0 | 0 | 0
7989 | 0 | 0.71894 | 416.3517 | 0 | 0 | 0 | 0 | 0 | 0 | 0 | 0 | 0 | 0 | 0.71894 | 0 | 0 | 0
7990 | 0 | 0.6794 | 415.3909 | 0 | 0 | 0 | 0 | 0 | 0 | 0 | 0 | 0 | 0 | 0.6794 | 0 | 0 | 0
7991 | 0 | 0.64211 | 414.4828 | 0 | 0 | 0 | 0 | 0 | 0 | 0 | 0 | 0 | 0 | 0.64211 | 0 | 0 | 0
7992 | 0 | 0.61374 | 413.6148 | 0 | 0 | 0 | 0 | 0 | 0 | 0 | 0 | 0 | 0 | 0.61374 | 0 | 0 | 0
7993 | 0 | 0.59784 | 412.7694 | 0 | 0 | 0 | 0 | 0 | 0 | 0 | 0 | 0 | 0 | 0.59784 | 0 | 0 | 0
7994 | 0 | 0.58344 | 411.9443 | 0 | 0 | 0 | 0 | 0 | 0 | 0 | 0 | 0 | 0 | 0.58344 | 0 | 0 | 0
7995 | 0 | 0.57809 | 411.1267 | 0 | 0 | 0 | 0 | 0 | 0 | 0 | 0 | 0 | 0 | 0.57809 | 0 | 0 | 0
7996 | 0 | 0.58313 | 410.302 | 0 | 0 | 0 | 0 | 0 | 0 | 0 | 0 | 0 | 0 | 0.58313 | 0 | 0 | 0
7997 | 0 | 0.59856 | 409.4555 | 0 | 0 | 0 | 0 | 0 | 0 | 0 | 0 | 0 | 0 | 0.59856 | 0 | 0 | 0
7998 | 0 | 0.61946 | 408.5795 | 0 | 0 | 0 | 0 | 0 | 0 | 0 | 0 | 0 | 0 | 0.61946 | 0 | 0 | 0
7999 | 0 | 0.62386 | 407.6972 | 0 | 0 | 0 | 0 | 0 | 0 | 0 | 0 | 0 | 0 | 0.62386 | 0 | 0 | 0
8000 | 0.12841 | 0 | 407.788 | 0 | 0 | 0 | 0 | 0 | 0 | 0 | 0 | 0 | 0 | 0.63409 | 0.7625 | 0 | 0
8001 | 1.4859 | 0 | 408.8387 | 0 | 0 | 0 | 0 | 0 | 0 | 0 | 0 | 0 | 0 | 0.64881 | 2.1347 | 0 | 0
8002 | 2.49 | 0 | 410.5994 | 0 | 0 | 0 | 0 | 0 | 0 | 0 | 0 | 0 | 0 | 0.65859 | 3.1486 | 0 | 0
8003 | 3.1561 | 0 | 412.8311 | 0 | 0 | 0 | 0 | 0 | 0 | 0 | 0 | 0 | 0 | 0.64729 | 3.8034 | 0 | 0
8004 | 3.4287 | 0 | 415.2556 | 0 | 0 | 0 | 0 | 0 | 0 | 0 | 0 | 0 | 0 | 0.66048 | 4.0892 | 0 | 0
8005 | 3.3418 | 0 | 417.6185 | 0 | 0 | 0 | 0 | 0 | 0 | 0 | 0 | 0 | 0 | 0.67175 | 4.0135 | 0 | 0
8006 | 2.8816 | 0 | 419.6561 | 0 | 0 | 0 | 0 | 0 | 0 | 0 | 0 | 0 | 0 | 0.67972 | 3.5614 | 0 | 0
8007 | 2.0666 | 0 | 421.1175 | 0 | 0 | 0 | 0 | 0 | 0 | 0 | 0 | 0 | 0 | 0.69971 | 2.7664 | 0 | 0
8008 | 0.90215 | 0 | 421.7554 | 0 | 0 | 0 | 0 | 0 | 0 | 0 | 0 | 0 | 0 | 0.7338 | 1.636 | 0 | 0
8009 | 0 | 0.57132 | 420.9474 | 0 | 0 | 0 | 0 | 0 | 0 | 0 | 0 | 0 | 0 | 0.76932 | 0.198 | 0 | 0
8010 | 0 | 0.76659 | 419.8633 | 0 | 0 | 0 | 0 | 0 | 0 | 0 | 0 | 0 | 0 | 0.76659 | 0 | 0 | 0
8011 | 0 | 0.75425 | 418.7966 | 0 | 0 | 0 | 0 | 0 | 0 | 0 | 0 | 0 | 0 | 0.75425 | 0 | 0 | 0
8012 | 0 | 0.73794 | 417.753 | 0 | 0 | 0 | 0 | 0 | 0 | 0 | 0 | 0 | 0 | 0.73794 | 0 | 0 | 0
8013 | 0 | 0.71294 | 416.7448 | 0 | 0 | 0 | 0 | 0 | 0 | 0 | 0 | 0 | 0 | 0.71294 | 0 | 0 | 0
8014 | 0 | 0.67397 | 415.7916 | 0 | 0 | 0 | 0 | 0 | 0 | 0 | 0 | 0 | 0 | 0.67397 | 0 | 0 | 0
8015 | 0 | 0.63327 | 414.8961 | 0 | 0 | 0 | 0 | 0 | 0 | 0 | 0 | 0 | 0 | 0.63327 | 0 | 0 | 0
8016 | 0 | 0.60403 | 414.0418 | 0 | 0 | 0 | 0 | 0 | 0 | 0 | 0 | 0 | 0 | 0.60403 | 0 | 0 | 0
8017 | 0 | 0.58562 | 413.2136 | 0 | 0 | 0 | 0 | 0 | 0 | 0 | 0 | 0 | 0 | 0.58562 | 0 | 0 | 0
8018 | 0 | 0.57295 | 412.4034 | 0 | 0 | 0 | 0 | 0 | 0 | 0 | 0 | 0 | 0 | 0.57295 | 0 | 0 | 0
8019 | 0 | 0.56432 | 411.6053 | 0 | 0 | 0 | 0 | 0 | 0 | 0 | 0 | 0 | 0 | 0.56432 | 0 | 0 | 0
8020 | 0 | 0.56185 | 410.8107 | 0 | 0 | 0 | 0 | 0 | 0 | 0 | 0 | 0 | 0 | 0.56185 | 0 | 0 | 0
8021 | 0 | 0.57099 | 410.0032 | 0 | 0 | 0 | 0 | 0 | 0 | 0 | 0 | 0 | 0 | 0.57099 | 0 | 0 | 0
8022 | 0 | 0.59173 | 409.1664 | 0 | 0 | 0 | 0 | 0 | 0 | 0 | 0 | 0 | 0 | 0.59173 | 0 | 0 | 0
8023 | 0 | 0.6041 | 408.3121 | 0 | 0 | 0 | 0 | 0 | 0 | 0 | 0 | 0 | 0 | 0.6041 | 0 | 0 | 0
8024 | 0.10815 | 0 | 408.3885 | 0 | 0 | 0 | 0 | 0 | 0 | 0 | 0 | 0 | 0 | 0.6195 | 0.72765 | 0 | 0
8025 | 1.484 | 0 | 409.4379 | 0 | 0 | 0 | 0 | 0 | 0 | 0 | 0 | 0 | 0 | 0.6239 | 2.1079 | 0 | 0
8026 | 2.4998 | 0 | 411.2055 | 0 | 0 | 0 | 0 | 0 | 0 | 0 | 0 | 0 | 0 | 0.62719 | 3.127 | 0 | 0
8027 | 3.1603 | 0 | 413.4401 | 0 | 0 | 0 | 0 | 0 | 0 | 0 | 0 | 0 | 0 | 0.62605 | 3.7863 | 0 | 0
8028 | 3.4532 | 0 | 415.8819 | 0 | 0 | 0 | 0 | 0 | 0 | 0 | 0 | 0 | 0 | 0.6274 | 4.0806 | 0 | 0
8029 | 3.3772 | 0 | 418.2699 | 0 | 0 | 0 | 0 | 0 | 0 | 0 | 0 | 0 | 0 | 0.63149 | 4.0087 | 0 | 0
8030 | 2.8716 | 0 | 420.3004 | 0 | 0 | 0 | 0 | 0 | 0 | 0 | 0 | 0 | 0 | 0.64129 | 3.5128 | 0 | 0
8031 | 2.0682 | 0 | 421.7629 | 0 | 0 | 0 | 0 | 0 | 0 | 0 | 0 | 0 | 0 | 0.67015 | 2.7384 | 0 | 0
8032 | 0.89756 | 0 | 422.3975 | 0 | 0 | 0 | 0 | 0 | 0 | 0 | 0 | 0 | 0 | 0.71224 | 1.6098 | 0 | 0
8033 | 0 | 0.58572 | 421.5692 | 0 | 0 | 0 | 0 | 0 | 0 | 0 | 0 | 0 | 0 | 0.76384 | 0.17813 | 0 | 0
8034 | 0 | 0.77032 | 420.4798 | 0 | 0 | 0 | 0 | 0 | 0 | 0 | 0 | 0 | 0 | 0.77032 | 0 | 0 | 0
8035 | 0 | 0.75696 | 419.4093 | 0 | 0 | 0 | 0 | 0 | 0 | 0 | 0 | 0 | 0 | 0.75696 | 0 | 0 | 0
8036 | 0 | 0.74025 | 418.3624 | 0 | 0 | 0 | 0 | 0 | 0 | 0 | 0 | 0 | 0 | 0.74025 | 0 | 0 | 0
8037 | 0 | 0.70466 | 417.3659 | 0 | 0 | 0 | 0 | 0 | 0 | 0 | 0 | 0 | 0 | 0.70466 | 0 | 0 | 0
8038 | 0 | 0.65568 | 416.4386 | 0 | 0 | 0 | 0 | 0 | 0 | 0 | 0 | 0 | 0 | 0.65568 | 0 | 0 | 0
8039 | 0 | 0.61077 | 415.5749 | 0 | 0 | 0 | 0 | 0 | 0 | 0 | 0 | 0 | 0 | 0.61077 | 0 | 0 | 0
8040 | 0 | 0.58954 | 414.7411 | 0 | 0 | 0 | 0 | 0 | 0 | 0 | 0 | 0 | 0 | 0.58954 | 0 | 0 | 0
8041 | 0 | 0.57354 | 413.93 | 0 | 0 | 0 | 0 | 0 | 0 | 0 | 0 | 0 | 0 | 0.57354 | 0 | 0 | 0
8042 | 0 | 0.56333 | 413.1333 | 0 | 0 | 0 | 0 | 0 | 0 | 0 | 0 | 0 | 0 | 0.56333 | 0 | 0 | 0
8043 | 0 | 0.56344 | 412.3365 | 0 | 0 | 0 | 0 | 0 | 0 | 0 | 0 | 0 | 0 | 0.56344 | 0 | 0 | 0
8044 | 0 | 0.58514 | 411.509 | 0 | 0 | 0 | 0 | 0 | 0 | 0 | 0 | 0 | 0 | 0.58514 | 0 | 0 | 0
8045 | 0 | 0.62742 | 410.6217 | 0 | 0 | 0 | 0 | 0 | 0 | 0 | 0 | 0 | 0 | 0.62742 | 0 | 0 | 0
8046 | 0 | 0.69517 | 409.6386 | 0 | 0 | 0 | 0 | 0 | 0 | 0 | 0 | 0 | 0 | 0.69517 | 0 | 0 | 0
8047 | 0 | 0.7279 | 408.6092 | 0 | 0 | 0 | 0 | 0 | 0 | 0 | 0 | 0 | 0 | 0.7279 | 0 | 0 | 0
8048 | 0 | 0 | 408.6092 | 0 | 0 | 0 | 0 | 0 | 0 | 0 | 0 | 0 | 0 | 0.71609 | 0.9018 | 0 | 0.18571
8049 | 1.6698 | 0 | 409.7899 | 0 | 0 | 0 | 0 | 0 | 0 | 0 | 0 | 0 | 0 | 0.70103 | 2.3708 | 0 | 0
8050 | 2.7515 | 0 | 411.7355 | 0 | 0 | 0 | 0 | 0 | 0 | 0 | 0 | 0 | 0 | 0.68728 | 3.4388 | 0 | 0
8051 | 3.4027 | 0 | 414.1416 | 0 | 0 | 0 | 0 | 0 | 0 | 0 | 0 | 0 | 0 | 0.68276 | 4.0855 | 0 | 0
8052 | 3.6942 | 0 | 416.7538 | 0 | 0 | 0 | 0 | 0 | 0 | 0 | 0 | 0 | 0 | 0.69062 | 4.3849 | 0 | 0
8053 | 3.6182 | 0 | 419.3123 | 0 | 0 | 0 | 0 | 0 | 0 | 0 | 0 | 0 | 0 | 0.70202 | 4.3202 | 0 | 0
8054 | 3.1112 | 0 | 421.5123 | 0 | 0 | 0 | 0 | 0 | 0 | 0 | 0 | 0 | 0 | 0.70317 | 3.8144 | 0 | 0
8055 | 2.2131 | 0 | 423.0771 | 0 | 0 | 0 | 0 | 0 | 0 | 0 | 0 | 0 | 0 | 0.73239 | 2.9455 | 0 | 0
8056 | 0.96275 | 0 | 423.7579 | 0 | 0 | 0 | 0 | 0 | 0 | 0 | 0 | 0 | 0 | 0.7695 | 1.7323 | 0 | 0
8057 | 0 | 0.61532 | 422.8877 | 0 | 0 | 0 | 0 | 0 | 0 | 0 | 0 | 0 | 0 | 0.81865 | 0.20333 | 0 | 0
8058 | 0 | 0.81964 | 421.7286 | 0 | 0 | 0 | 0 | 0 | 0 | 0 | 0 | 0 | 0 | 0.81964 | 0 | 0 | 0
8059 | 0 | 0.8022 | 420.5941 | 0 | 0 | 0 | 0 | 0 | 0 | 0 | 0 | 0 | 0 | 0.8022 | 0 | 0 | 0
8060 | 0 | 0.78056 | 419.4902 | 0 | 0 | 0 | 0 | 0 | 0 | 0 | 0 | 0 | 0 | 0.78056 | 0 | 0 | 0
8061 | 0 | 0.74512 | 418.4364 | 0 | 0 | 0 | 0 | 0 | 0 | 0 | 0 | 0 | 0 | 0.74512 | 0 | 0 | 0
8062 | 0 | 0.69006 | 417.4605 | 0 | 0 | 0 | 0 | 0 | 0 | 0 | 0 | 0 | 0 | 0.69006 | 0 | 0 | 0
8063 | 0 | 0.63918 | 416.5566 | 0 | 0 | 0 | 0 | 0 | 0 | 0 | 0 | 0 | 0 | 0.63918 | 0 | 0 | 0
8064 | 0 | 0.61306 | 415.6896 | 0 | 0 | 0 | 0 | 0 | 0 | 0 | 0 | 0 | 0 | 0.61306 | 0 | 0 | 0
8065 | 0 | 0.59209 | 414.8523 | 0 | 0 | 0 | 0 | 0 | 0 | 0 | 0 | 0 | 0 | 0.59209 | 0 | 0 | 0
8066 | 0 | 0.57685 | 414.0365 | 0 | 0 | 0 | 0 | 0 | 0 | 0 | 0 | 0 | 0 | 0.57685 | 0 | 0 | 0
8067 | 0 | 0.56968 | 413.2308 | 0 | 0 | 0 | 0 | 0 | 0 | 0 | 0 | 0 | 0 | 0.56968 | 0 | 0 | 0
8068 | 0 | 0.58432 | 412.4045 | 0 | 0 | 0 | 0 | 0 | 0 | 0 | 0 | 0 | 0 | 0.58432 | 0 | 0 | 0
8069 | 0 | 0.62684 | 411.518 | 0 | 0 | 0 | 0 | 0 | 0 | 0 | 0 | 0 | 0 | 0.62684 | 0 | 0 | 0
8070 | 0 | 0.70077 | 410.527 | 0 | 0 | 0 | 0 | 0 | 0 | 0 | 0 | 0 | 0 | 0.70077 | 0 | 0 | 0
8071 | 0 | 0.7354 | 409.4869 | 0 | 0 | 0 | 0 | 0 | 0 | 0 | 0 | 0 | 0 | 0.7354 | 0 | 0 | 0
8072 | 0 | 0 | 409.4869 | 0 | 0 | 0 | 0 | 0 | 0 | 0 | 0 | 0 | 0 | 0.73126 | 0.8094 | 0 | 0.078142
8073 | 1.4895 | 0 | 410.5402 | 0 | 0 | 0 | 0 | 0 | 0 | 0 | 0 | 0 | 0 | 0.72454 | 2.214 | 0 | 0
8074 | 2.5636 | 0 | 412.3529 | 0 | 0 | 0 | 0 | 0 | 0 | 0 | 0 | 0 | 0 | 0.71648 | 3.2801 | 0 | 0
8075 | 3.157 | 0 | 414.5852 | 0 | 0 | 0 | 0 | 0 | 0 | 0 | 0 | 0 | 0 | 0.71392 | 3.871 | 0 | 0
8076 | 3.4708 | 0 | 417.0395 | 0 | 0 | 0 | 0 | 0 | 0 | 0 | 0 | 0 | 0 | 0.715 | 4.1858 | 0 | 0
8077 | 3.3817 | 0 | 419.4307 | 0 | 0 | 0 | 0 | 0 | 0 | 0 | 0 | 0 | 0 | 0.72439 | 4.106 | 0 | 0
8078 | 2.8387 | 0 | 421.4379 | 0 | 0 | 0 | 0 | 0 | 0 | 0 | 0 | 0 | 0 | 0.73201 | 3.5707 | 0 | 0
8079 | 2.0023 | 0 | 422.8538 | 0 | 0 | 0 | 0 | 0 | 0 | 0 | 0 | 0 | 0 | 0.746 | 2.7483 | 0 | 0
8080 | 0.79602 | 0 | 423.4167 | 0 | 0 | 0 | 0 | 0 | 0 | 0 | 0 | 0 | 0 | 0.77748 | 1.5735 | 0 | 0
8081 | 0 | 0.68354 | 422.45 | 0 | 0 | 0 | 0 | 0 | 0 | 0 | 0 | 0 | 0 | 0.82094 | 0.1374 | 0 | 0
8082 | 0 | 0.82123 | 421.2886 | 0 | 0 | 0 | 0 | 0 | 0 | 0 | 0 | 0 | 0 | 0.82123 | 0 | 0 | 0
8083 | 0 | 0.80886 | 420.1447 | 0 | 0 | 0 | 0 | 0 | 0 | 0 | 0 | 0 | 0 | 0.80886 | 0 | 0 | 0
8084 | 0 | 0.78542 | 419.0339 | 0 | 0 | 0 | 0 | 0 | 0 | 0 | 0 | 0 | 0 | 0.78542 | 0 | 0 | 0
8085 | 0 | 0.74497 | 417.9804 | 0 | 0 | 0 | 0 | 0 | 0 | 0 | 0 | 0 | 0 | 0.74497 | 0 | 0 | 0
8086 | 0 | 0.6881 | 417.0073 | 0 | 0 | 0 | 0 | 0 | 0 | 0 | 0 | 0 | 0 | 0.6881 | 0 | 0 | 0
8087 | 0 | 0.63697 | 416.1064 | 0 | 0 | 0 | 0 | 0 | 0 | 0 | 0 | 0 | 0 | 0.63697 | 0 | 0 | 0
8088 | 0 | 0.6065 | 415.2487 | 0 | 0 | 0 | 0 | 0 | 0 | 0 | 0 | 0 | 0 | 0.6065 | 0 | 0 | 0
8089 | 0 | 0.58456 | 414.422 | 0 | 0 | 0 | 0 | 0 | 0 | 0 | 0 | 0 | 0 | 0.58456 | 0 | 0 | 0
8090 | 0 | 0.56998 | 413.616 | 0 | 0 | 0 | 0 | 0 | 0 | 0 | 0 | 0 | 0 | 0.56998 | 0 | 0 | 0
8091 | 0 | 0.568 | 412.8127 | 0 | 0 | 0 | 0 | 0 | 0 | 0 | 0 | 0 | 0 | 0.568 | 0 | 0 | 0
8092 | 0 | 0.58358 | 411.9874 | 0 | 0 | 0 | 0 | 0 | 0 | 0 | 0 | 0 | 0 | 0.58358 | 0 | 0 | 0
8093 | 0 | 0.62419 | 411.1046 | 0 | 0 | 0 | 0 | 0 | 0 | 0 | 0 | 0 | 0 | 0.62419 | 0 | 0 | 0
8094 | 0 | 0.6954 | 410.1212 | 0 | 0 | 0 | 0 | 0 | 0 | 0 | 0 | 0 | 0 | 0.6954 | 0 | 0 | 0
8095 | 0 | 0.74002 | 409.0747 | 0 | 0 | 0 | 0 | 0 | 0 | 0 | 0 | 0 | 0 | 0.74002 | 0 | 0 | 0
8096 | 0 | 0.12855 | 408.8929 | 0 | 0 | 0 | 0 | 0 | 0 | 0 | 0 | 0 | 0 | 0.76055 | 0.632 | 0 | 0
8097 | 1.2215 | 0 | 409.7566 | 0 | 0 | 0 | 0 | 0 | 0 | 0 | 0 | 0 | 0 | 0.77592 | 1.9974 | 0 | 0
8098 | 2.2897 | 0 | 411.3757 | 0 | 0 | 0 | 0 | 0 | 0 | 0 | 0 | 0 | 0 | 0.78332 | 3.073 | 0 | 0
8099 | 2.8229 | 0 | 413.3718 | 0 | 0 | 0 | 0 | 0 | 0 | 0 | 0 | 0 | 0 | 0.77185 | 3.5948 | 0 | 0
8100 | 3.1503 | 0 | 415.5994 | 0 | 0 | 0 | 0 | 0 | 0 | 0 | 0 | 0 | 0 | 0.75578 | 3.9061 | 0 | 0
8101 | 3.0852 | 0 | 417.7809 | 0 | 0 | 0 | 0 | 0 | 0 | 0 | 0 | 0 | 0 | 0.74866 | 3.8338 | 0 | 0
8102 | 2.6235 | 0 | 419.636 | 0 | 0 | 0 | 0 | 0 | 0 | 0 | 0 | 0 | 0 | 0.74741 | 3.371 | 0 | 0
8103 | 1.797 | 0 | 420.9067 | 0 | 0 | 0 | 0 | 0 | 0 | 0 | 0 | 0 | 0 | 0.75287 | 2.5499 | 0 | 0
8104 | 0.59821 | 0 | 421.3297 | 0 | 0 | 0 | 0 | 0 | 0 | 0 | 0 | 0 | 0 | 0.78194 | 1.3801 | 0 | 0
8105 | 0 | 0.77802 | 420.2294 | 0 | 0 | 0 | 0 | 0 | 0 | 0 | 0 | 0 | 0 | 0.827 | 0.048975 | 0 | 0
8106 | 0 | 0.82653 | 419.0605 | 0 | 0 | 0 | 0 | 0 | 0 | 0 | 0 | 0 | 0 | 0.82653 | 0 | 0 | 0
8107 | 0 | 0.81049 | 417.9143 | 0 | 0 | 0 | 0 | 0 | 0 | 0 | 0 | 0 | 0 | 0.81049 | 0 | 0 | 0
8108 | 0 | 0.78812 | 416.7997 | 0 | 0 | 0 | 0 | 0 | 0 | 0 | 0 | 0 | 0 | 0.78812 | 0 | 0 | 0
8109 | 0 | 0.74679 | 415.7436 | 0 | 0 | 0 | 0 | 0 | 0 | 0 | 0 | 0 | 0 | 0.74679 | 0 | 0 | 0
8110 | 0 | 0.69004 | 414.7677 | 0 | 0 | 0 | 0 | 0 | 0 | 0 | 0 | 0 | 0 | 0.69004 | 0 | 0 | 0
8111 | 0 | 0.63958 | 413.8632 | 0 | 0 | 0 | 0 | 0 | 0 | 0 | 0 | 0 | 0 | 0.63958 | 0 | 0 | 0
8112 | 0 | 0.60947 | 413.0013 | 0 | 0 | 0 | 0 | 0 | 0 | 0 | 0 | 0 | 0 | 0.60947 | 0 | 0 | 0
8113 | 0 | 0.58875 | 412.1687 | 0 | 0 | 0 | 0 | 0 | 0 | 0 | 0 | 0 | 0 | 0.58875 | 0 | 0 | 0
8114 | 0 | 0.57486 | 411.3557 | 0 | 0 | 0 | 0 | 0 | 0 | 0 | 0 | 0 | 0 | 0.57486 | 0 | 0 | 0
8115 | 0 | 0.57144 | 410.5476 | 0 | 0 | 0 | 0 | 0 | 0 | 0 | 0 | 0 | 0 | 0.57144 | 0 | 0 | 0
8116 | 0 | 0.58654 | 409.7181 | 0 | 0 | 0 | 0 | 0 | 0 | 0 | 0 | 0 | 0 | 0.58654 | 0 | 0 | 0
8117 | 0 | 0.62999 | 408.8272 | 0 | 0 | 0 | 0 | 0 | 0 | 0 | 0 | 0 | 0 | 0.62999 | 0 | 0 | 0
8118 | 0 | 0.70038 | 407.8367 | 0 | 0 | 0 | 0 | 0 | 0 | 0 | 0 | 0 | 0 | 0.70038 | 0 | 0 | 0
8119 | 0 | 0.72903 | 406.8057 | 0 | 0 | 0 | 0 | 0 | 0 | 0 | 0 | 0 | 0 | 0.72903 | 0 | 0 | 0
8120 | 0 | 0.45985 | 406.1553 | 0 | 0 | 0 | 0 | 0 | 0 | 0 | 0 | 0 | 0 | 0.7151 | 0.25525 | 0 | 0
8121 | 0.44497 | 0 | 406.47 | 0 | 0 | 0 | 0 | 0 | 0 | 0 | 0 | 0 | 0 | 0.69093 | 1.1359 | 0 | 0
8122 | 1.2423 | 0 | 407.3484 | 0 | 0 | 0 | 0 | 0 | 0 | 0 | 0 | 0 | 0 | 0.68252 | 1.9248 | 0 | 0
8123 | 0 | 0 | 407.3484 | 0 | 0 | 0 | 0 | 0 | 0 | 0 | 0 | 0 | 0 | 0.67647 | 2.0074 | 0 | 1.3309
8124 | 1.8833 | 0 | 408.6802 | 0 | 0 | 0 | 0 | 0 | 0 | 0 | 0 | 0 | 0 | 0.68258 | 2.5659 | 0 | 0
8125 | 2.218 | 0 | 410.2485 | 0 | 0 | 0 | 0 | 0 | 0 | 0 | 0 | 0 | 0 | 0.69897 | 2.9169 | 0 | 0
8126 | 2.6318 | 0 | 412.1095 | 0 | 0 | 0 | 0 | 0 | 0 | 0 | 0 | 0 | 0 | 0.70188 | 3.3337 | 0 | 0
8127 | 1.8912 | 0 | 413.4468 | 0 | 0 | 0 | 0 | 0 | 0 | 0 | 0 | 0 | 0 | 0.72246 | 2.6136 | 0 | 0
8128 | 0.77405 | 0 | 413.9941 | 0 | 0 | 0 | 0 | 0 | 0 | 0 | 0 | 0 | 0 | 0.7676 | 1.5416 | 0 | 0
8129 | 0 | 0.75253 | 412.9299 | 0 | 0 | 0 | 0 | 0 | 0 | 0 | 0 | 0 | 0 | 0.8172 | 0.064675 | 0 | 0
8130 | 0 | 0.81579 | 411.7762 | 0 | 0 | 0 | 0 | 0 | 0 | 0 | 0 | 0 | 0 | 0.81579 | 0 | 0 | 0
8131 | 0 | 0.80275 | 410.6409 | 0 | 0 | 0 | 0 | 0 | 0 | 0 | 0 | 0 | 0 | 0.80275 | 0 | 0 | 0
8132 | 0 | 0.78321 | 409.5333 | 0 | 0 | 0 | 0 | 0 | 0 | 0 | 0 | 0 | 0 | 0.78321 | 0 | 0 | 0
8133 | 0 | 0.74565 | 408.4787 | 0 | 0 | 0 | 0 | 0 | 0 | 0 | 0 | 0 | 0 | 0.74565 | 0 | 0 | 0
8134 | 0 | 0.69145 | 407.5009 | 0 | 0 | 0 | 0 | 0 | 0 | 0 | 0 | 0 | 0 | 0.69145 | 0 | 0 | 0
8135 | 0 | 0.64328 | 406.5912 | 0 | 0 | 0 | 0 | 0 | 0 | 0 | 0 | 0 | 0 | 0.64328 | 0 | 0 | 0
8136 | 0 | 0.60796 | 405.7314 | 0 | 0 | 0 | 0 | 0 | 0 | 0 | 0 | 0 | 0 | 0.60796 | 0 | 0 | 0
8137 | 0 | 0.58562 | 404.9032 | 0 | 0 | 0 | 0 | 0 | 0 | 0 | 0 | 0 | 0 | 0.58562 | 0 | 0 | 0
8138 | 0 | 0.57176 | 404.0946 | 0 | 0 | 0 | 0 | 0 | 0 | 0 | 0 | 0 | 0 | 0.57176 | 0 | 0 | 0
8139 | 0 | 0.56836 | 403.2908 | 0 | 0 | 0 | 0 | 0 | 0 | 0 | 0 | 0 | 0 | 0.56836 | 0 | 0 | 0
8140 | 0 | 0.58419 | 402.4646 | 0 | 0 | 0 | 0 | 0 | 0 | 0 | 0 | 0 | 0 | 0.58419 | 0 | 0 | 0
8141 | 0 | 0.62564 | 401.5798 | 0 | 0 | 0 | 0 | 0 | 0 | 0 | 0 | 0 | 0 | 0.62564 | 0 | 0 | 0
8142 | 0 | 0.6949 | 400.5971 | 0 | 0 | 0 | 0 | 0 | 0 | 0 | 0 | 0 | 0 | 0.6949 | 0 | 0 | 0
8143 | 0 | 0.72156 | 399.5766 | 0 | 0 | 0 | 0 | 0 | 0 | 0 | 0 | 0 | 0 | 0.72156 | 0 | 0 | 0
8144 | 0 | 0.31527 | 399.1308 | 0 | 0 | 0 | 0 | 0 | 0 | 0 | 0 | 0 | 0 | 0.70269 | 0.38743 | 0 | 0
8145 | 0.96246 | 0 | 399.8114 | 0 | 0 | 0 | 0 | 0 | 0 | 0 | 0 | 0 | 0 | 0.68274 | 1.6452 | 0 | 0
8146 | 0 | 0 | 399.8114 | 0 | 0 | 0 | 0 | 0 | 0 | 0 | 0 | 0 | 0 | 0.66509 | 1.4768 | 0 | 0.81176
8147 | 2.6831 | 0 | 401.7086 | 0 | 0 | 0 | 0 | 0 | 0 | 0 | 0 | 0 | 0 | 0.66299 | 3.3461 | 0 | 0
8148 | 2.5142 | 0 | 403.4864 | 0 | 0 | 0 | 0 | 0 | 0 | 0 | 0 | 0 | 0 | 0.68383 | 3.198 | 0 | 0
8149 | 2.2604 | 0 | 405.0847 | 0 | 0 | 0 | 0 | 0 | 0 | 0 | 0 | 0 | 0 | 0.71019 | 2.9705 | 0 | 0
8150 | 1.7551 | 0 | 406.3258 | 0 | 0 | 0 | 0 | 0 | 0 | 0 | 0 | 0 | 0 | 0.7219 | 2.477 | 0 | 0
8151 | 2.1137 | 0 | 407.8203 | 0 | 0 | 0 | 0 | 0 | 0 | 0 | 0 | 0 | 0 | 0.73767 | 2.8514 | 0 | 0
8152 | 0.91771 | 0 | 408.4693 | 0 | 0 | 0 | 0 | 0 | 0 | 0 | 0 | 0 | 0 | 0.76984 | 1.6876 | 0 | 0
8153 | 0 | 0.60623 | 407.6119 | 0 | 0 | 0 | 0 | 0 | 0 | 0 | 0 | 0 | 0 | 0.80826 | 0.20203 | 0 | 0
8154 | 0 | 0.80014 | 406.4803 | 0 | 0 | 0 | 0 | 0 | 0 | 0 | 0 | 0 | 0 | 0.80014 | 0 | 0 | 0
8155 | 0 | 0.78404 | 405.3715 | 0 | 0 | 0 | 0 | 0 | 0 | 0 | 0 | 0 | 0 | 0.78404 | 0 | 0 | 0
8156 | 0 | 0.76417 | 404.2908 | 0 | 0 | 0 | 0 | 0 | 0 | 0 | 0 | 0 | 0 | 0.76417 | 0 | 0 | 0
8157 | 0 | 0.73475 | 403.2518 | 0 | 0 | 0 | 0 | 0 | 0 | 0 | 0 | 0 | 0 | 0.73475 | 0 | 0 | 0
8158 | 0 | 0.69033 | 402.2755 | 0 | 0 | 0 | 0 | 0 | 0 | 0 | 0 | 0 | 0 | 0.69033 | 0 | 0 | 0
8159 | 0 | 0.64399 | 401.3647 | 0 | 0 | 0 | 0 | 0 | 0 | 0 | 0 | 0 | 0 | 0.64399 | 0 | 0 | 0
8160 | 0 | 0.61164 | 400.4998 | 0 | 0 | 0 | 0 | 0 | 0 | 0 | 0 | 0 | 0 | 0.61164 | 0 | 0 | 0
8161 | 0 | 0.58766 | 399.6687 | 0 | 0 | 0 | 0 | 0 | 0 | 0 | 0 | 0 | 0 | 0.58766 | 0 | 0 | 0
8162 | 0 | 0.57834 | 398.8508 | 0 | 0 | 0 | 0 | 0 | 0 | 0 | 0 | 0 | 0 | 0.57834 | 0 | 0 | 0
8163 | 0 | 0.56806 | 398.0474 | 0 | 0 | 0 | 0 | 0 | 0 | 0 | 0 | 0 | 0 | 0.56806 | 0 | 0 | 0
8164 | 0 | 0.57074 | 397.2403 | 0 | 0 | 0 | 0 | 0 | 0 | 0 | 0 | 0 | 0 | 0.57074 | 0 | 0 | 0
8165 | 0 | 0.58755 | 396.4094 | 0 | 0 | 0 | 0 | 0 | 0 | 0 | 0 | 0 | 0 | 0.58755 | 0 | 0 | 0
8166 | 0 | 0.60533 | 395.5533 | 0 | 0 | 0 | 0 | 0 | 0 | 0 | 0 | 0 | 0 | 0.60533 | 0 | 0 | 0
8167 | 0 | 0.62443 | 394.6702 | 0 | 0 | 0 | 0 | 0 | 0 | 0 | 0 | 0 | 0 | 0.62443 | 0 | 0 | 0
8168 | 0 | 0.095503 | 394.5352 | 0 | 0 | 0 | 0 | 0 | 0 | 0 | 0 | 0 | 0 | 0.64685 | 0.55135 | 0 | 0
8169 | 1.2768 | 0 | 395.438 | 0 | 0 | 0 | 0 | 0 | 0 | 0 | 0 | 0 | 0 | 0.65728 | 1.9341 | 0 | 0
8170 | 1.6041 | 0 | 396.5722 | 0 | 0 | 0 | 0 | 0 | 0 | 0 | 0 | 0 | 0 | 0.66329 | 2.2673 | 0 | 0
8171 | 1.693 | 0 | 397.7694 | 0 | 0 | 0 | 0 | 0 | 0 | 0 | 0 | 0 | 0 | 0.66631 | 2.3594 | 0 | 0
8172 | 0.85658 | 0 | 398.3751 | 0 | 0 | 0 | 0 | 0 | 0 | 0 | 0 | 0 | 0 | 0.66877 | 1.5253 | 0 | 0
8173 | 2.6168 | 0 | 400.2255 | 0 | 0 | 0 | 0 | 0 | 0 | 0 | 0 | 0 | 0 | 0.67119 | 3.288 | 0 | 0
8174 | 2.7738 | 0 | 402.1868 | 0 | 0 | 0 | 0 | 0 | 0 | 0 | 0 | 0 | 0 | 0.68292 | 3.4567 | 0 | 0
8175 | 1.972 | 0 | 403.5812 | 0 | 0 | 0 | 0 | 0 | 0 | 0 | 0 | 0 | 0 | 0.69293 | 2.6649 | 0 | 0
8176 | 0.84247 | 0 | 404.1769 | 0 | 0 | 0 | 0 | 0 | 0 | 0 | 0 | 0 | 0 | 0.72183 | 1.5643 | 0 | 0
8177 | 0 | 0.69378 | 403.1958 | 0 | 0 | 0 | 0 | 0 | 0 | 0 | 0 | 0 | 0 | 0.76033 | 0.06655 | 0 | 0
8178 | 0 | 0.75496 | 402.1281 | 0 | 0 | 0 | 0 | 0 | 0 | 0 | 0 | 0 | 0 | 0.75496 | 0 | 0 | 0
8179 | 0 | 0.73842 | 401.0838 | 0 | 0 | 0 | 0 | 0 | 0 | 0 | 0 | 0 | 0 | 0.73842 | 0 | 0 | 0
8180 | 0 | 0.72148 | 400.0635 | 0 | 0 | 0 | 0 | 0 | 0 | 0 | 0 | 0 | 0 | 0.72148 | 0 | 0 | 0
8181 | 0 | 0.69591 | 399.0794 | 0 | 0 | 0 | 0 | 0 | 0 | 0 | 0 | 0 | 0 | 0.69591 | 0 | 0 | 0
8182 | 0 | 0.65941 | 398.1468 | 0 | 0 | 0 | 0 | 0 | 0 | 0 | 0 | 0 | 0 | 0.65941 | 0 | 0 | 0
8183 | 0 | 0.62587 | 397.2617 | 0 | 0 | 0 | 0 | 0 | 0 | 0 | 0 | 0 | 0 | 0.62587 | 0 | 0 | 0
8184 | 0 | 0.59901 | 396.4146 | 0 | 0 | 0 | 0 | 0 | 0 | 0 | 0 | 0 | 0 | 0.59901 | 0 | 0 | 0
8185 | 0 | 0.57508 | 395.6013 | 0 | 0 | 0 | 0 | 0 | 0 | 0 | 0 | 0 | 0 | 0.57508 | 0 | 0 | 0
8186 | 0 | 0.55857 | 394.8113 | 0 | 0 | 0 | 0 | 0 | 0 | 0 | 0 | 0 | 0 | 0.55857 | 0 | 0 | 0
8187 | 0 | 0.54823 | 394.036 | 0 | 0 | 0 | 0 | 0 | 0 | 0 | 0 | 0 | 0 | 0.54823 | 0 | 0 | 0
8188 | 0 | 0.54809 | 393.2609 | 0 | 0 | 0 | 0 | 0 | 0 | 0 | 0 | 0 | 0 | 0.54809 | 0 | 0 | 0
8189 | 0 | 0.55972 | 392.4694 | 0 | 0 | 0 | 0 | 0 | 0 | 0 | 0 | 0 | 0 | 0.55972 | 0 | 0 | 0
8190 | 0 | 0.57603 | 391.6547 | 0 | 0 | 0 | 0 | 0 | 0 | 0 | 0 | 0 | 0 | 0.57603 | 0 | 0 | 0
8191 | 0 | 0.59349 | 390.8154 | 0 | 0 | 0 | 0 | 0 | 0 | 0 | 0 | 0 | 0 | 0.59349 | 0 | 0 | 0
8192 | 0 | 0.057185 | 390.7345 | 0 | 0 | 0 | 0 | 0 | 0 | 0 | 0 | 0 | 0 | 0.59898 | 0.5418 | 0 | 0
8193 | 1.2806 | 0 | 391.64 | 0 | 0 | 0 | 0 | 0 | 0 | 0 | 0 | 0 | 0 | 0.60584 | 1.8864 | 0 | 0
8194 | 2.2741 | 0 | 393.2481 | 0 | 0 | 0 | 0 | 0 | 0 | 0 | 0 | 0 | 0 | 0.60551 | 2.8796 | 0 | 0
8195 | 2.1319 | 0 | 394.7556 | 0 | 0 | 0 | 0 | 0 | 0 | 0 | 0 | 0 | 0 | 0.6011 | 2.733 | 0 | 0
8196 | 0.92462 | 0 | 395.4094 | 0 | 0 | 0 | 0 | 0 | 0 | 0 | 0 | 0 | 0 | 0.59958 | 1.5242 | 0 | 0
8197 | 0 | 0 | 395.4094 | 0 | 0 | 0 | 0 | 0 | 0 | 0 | 0 | 0 | 0 | 0.60992 | 0.72075 | 0 | 0.11083
8198 | 0.6794 | 0 | 395.8898 | 0 | 0 | 0 | 0 | 0 | 0 | 0 | 0 | 0 | 0 | 0.6182 | 1.2976 | 0 | 0
8199 | 0.99982 | 0 | 396.5968 | 0 | 0 | 0 | 0 | 0 | 0 | 0 | 0 | 0 | 0 | 0.63978 | 1.6396 | 0 | 0
8200 | 0.23105 | 0 | 396.7601 | 0 | 0 | 0 | 0 | 0 | 0 | 0 | 0 | 0 | 0 | 0.69056 | 0.9216 | 0 | 0
8201 | 0 | 0.71722 | 395.7458 | 0 | 0 | 0 | 0 | 0 | 0 | 0 | 0 | 0 | 0 | 0.75514 | 0.037925 | 0 | 0
8202 | 0 | 0.76114 | 394.6694 | 0 | 0 | 0 | 0 | 0 | 0 | 0 | 0 | 0 | 0 | 0.76114 | 0 | 0 | 0
8203 | 0 | 0.75198 | 393.606 | 0 | 0 | 0 | 0 | 0 | 0 | 0 | 0 | 0 | 0 | 0.75198 | 0 | 0 | 0
8204 | 0 | 0.73603 | 392.5651 | 0 | 0 | 0 | 0 | 0 | 0 | 0 | 0 | 0 | 0 | 0.73603 | 0 | 0 | 0
8205 | 0 | 0.70196 | 391.5723 | 0 | 0 | 0 | 0 | 0 | 0 | 0 | 0 | 0 | 0 | 0.70196 | 0 | 0 | 0
8206 | 0 | 0.65265 | 390.6493 | 0 | 0 | 0 | 0 | 0 | 0 | 0 | 0 | 0 | 0 | 0.65265 | 0 | 0 | 0
8207 | 0 | 0.6084 | 389.7889 | 0 | 0 | 0 | 0 | 0 | 0 | 0 | 0 | 0 | 0 | 0.6084 | 0 | 0 | 0
8208 | 0 | 0.58705 | 388.9587 | 0 | 0 | 0 | 0 | 0 | 0 | 0 | 0 | 0 | 0 | 0.58705 | 0 | 0 | 0
8209 | 0 | 0.5691 | 388.1539 | 0 | 0 | 0 | 0 | 0 | 0 | 0 | 0 | 0 | 0 | 0.5691 | 0 | 0 | 0
8210 | 0 | 0.56026 | 387.3616 | 0 | 0 | 0 | 0 | 0 | 0 | 0 | 0 | 0 | 0 | 0.56026 | 0 | 0 | 0
8211 | 0 | 0.5615 | 386.5675 | 0 | 0 | 0 | 0 | 0 | 0 | 0 | 0 | 0 | 0 | 0.5615 | 0 | 0 | 0
8212 | 0 | 0.5819 | 385.7445 | 0 | 0 | 0 | 0 | 0 | 0 | 0 | 0 | 0 | 0 | 0.5819 | 0 | 0 | 0
8213 | 0 | 0.62192 | 384.865 | 0 | 0 | 0 | 0 | 0 | 0 | 0 | 0 | 0 | 0 | 0.62192 | 0 | 0 | 0
8214 | 0 | 0.69612 | 383.8806 | 0 | 0 | 0 | 0 | 0 | 0 | 0 | 0 | 0 | 0 | 0.69612 | 0 | 0 | 0
8215 | 0 | 0.72938 | 382.8491 | 0 | 0 | 0 | 0 | 0 | 0 | 0 | 0 | 0 | 0 | 0.72938 | 0 | 0 | 0
8216 | 0 | 0.69028 | 381.8729 | 0 | 0 | 0 | 0 | 0 | 0 | 0 | 0 | 0 | 0 | 0.72686 | 0.036575 | 0 | 0
8217 | 0 | 0.42748 | 381.2683 | 0 | 0 | 0 | 0 | 0 | 0 | 0 | 0 | 0 | 0 | 0.7033 | 0.27582 | 0 | 0
8218 | 0 | 0.17412 | 381.0221 | 0 | 0 | 0 | 0 | 0 | 0 | 0 | 0 | 0 | 0 | 0.68412 | 0.51 | 0 | 0
8219 | 0 | 0 | 381.0221 | 0 | 0 | 0 | 0 | 0 | 0 | 0 | 0 | 0 | 0 | 0.67254 | 1.2306 | 0 | 0.55806
8220 | 3.0916 | 0 | 383.2082 | 0 | 0 | 0 | 0 | 0 | 0 | 0 | 0 | 0 | 0 | 0.66634 | 3.758 | 0 | 0
8221 | 3.0419 | 0 | 385.3591 | 0 | 0 | 0 | 0 | 0 | 0 | 0 | 0 | 0 | 0 | 0.6678 | 3.7097 | 0 | 0
8222 | 1.9355 | 0 | 386.7277 | 0 | 0 | 0 | 0 | 0 | 0 | 0 | 0 | 0 | 0 | 0.67792 | 2.6134 | 0 | 0
8223 | 1.9547 | 0 | 388.1099 | 0 | 0 | 0 | 0 | 0 | 0 | 0 | 0 | 0 | 0 | 0.70448 | 2.6592 | 0 | 0
8224 | 0.82134 | 0 | 388.6907 | 0 | 0 | 0 | 0 | 0 | 0 | 0 | 0 | 0 | 0 | 0.75326 | 1.5746 | 0 | 0
8225 | 0 | 0.60369 | 387.837 | 0 | 0 | 0 | 0 | 0 | 0 | 0 | 0 | 0 | 0 | 0.81993 | 0.21625 | 0 | 0
8226 | 0 | 0.8242 | 386.6714 | 0 | 0 | 0 | 0 | 0 | 0 | 0 | 0 | 0 | 0 | 0.8242 | 0 | 0 | 0
8227 | 0 | 0.81229 | 385.5226 | 0 | 0 | 0 | 0 | 0 | 0 | 0 | 0 | 0 | 0 | 0.81229 | 0 | 0 | 0
8228 | 0 | 0.79222 | 384.4022 | 0 | 0 | 0 | 0 | 0 | 0 | 0 | 0 | 0 | 0 | 0.79222 | 0 | 0 | 0
8229 | 0 | 0.7535 | 383.3366 | 0 | 0 | 0 | 0 | 0 | 0 | 0 | 0 | 0 | 0 | 0.7535 | 0 | 0 | 0
8230 | 0 | 0.69653 | 382.3516 | 0 | 0 | 0 | 0 | 0 | 0 | 0 | 0 | 0 | 0 | 0.69653 | 0 | 0 | 0
8231 | 0 | 0.645 | 381.4394 | 0 | 0 | 0 | 0 | 0 | 0 | 0 | 0 | 0 | 0 | 0.645 | 0 | 0 | 0
8232 | 0 | 0.61643 | 380.5677 | 0 | 0 | 0 | 0 | 0 | 0 | 0 | 0 | 0 | 0 | 0.61643 | 0 | 0 | 0
8233 | 0 | 0.60437 | 379.7129 | 0 | 0 | 0 | 0 | 0 | 0 | 0 | 0 | 0 | 0 | 0.60437 | 0 | 0 | 0
8234 | 0 | 0.59188 | 378.8759 | 0 | 0 | 0 | 0 | 0 | 0 | 0 | 0 | 0 | 0 | 0.59188 | 0 | 0 | 0
8235 | 0 | 0.5898 | 378.0418 | 0 | 0 | 0 | 0 | 0 | 0 | 0 | 0 | 0 | 0 | 0.5898 | 0 | 0 | 0
8236 | 0 | 0.60729 | 377.183 | 0 | 0 | 0 | 0 | 0 | 0 | 0 | 0 | 0 | 0 | 0.60729 | 0 | 0 | 0
8237 | 0 | 0.64916 | 376.2649 | 0 | 0 | 0 | 0 | 0 | 0 | 0 | 0 | 0 | 0 | 0.64916 | 0 | 0 | 0
8238 | 0 | 0.71772 | 375.2499 | 0 | 0 | 0 | 0 | 0 | 0 | 0 | 0 | 0 | 0 | 0.71772 | 0 | 0 | 0
8239 | 0 | 0.74934 | 374.1902 | 0 | 0 | 0 | 0 | 0 | 0 | 0 | 0 | 0 | 0 | 0.74934 | 0 | 0 | 0
8240 | 0 | 0.24561 | 373.8428 | 0 | 0 | 0 | 0 | 0 | 0 | 0 | 0 | 0 | 0 | 0.73596 | 0.49035 | 0 | 0
8241 | 1.0274 | 0 | 374.5693 | 0 | 0 | 0 | 0 | 0 | 0 | 0 | 0 | 0 | 0 | 0.72019 | 1.7475 | 0 | 0
8242 | 0 | 0 | 374.5693 | 0 | 0 | 0 | 0 | 0 | 0 | 0 | 0 | 0 | 0 | 0.70144 | 2.1935 | 0 | 1.4921
8243 | 1.7943 | 0 | 375.8381 | 0 | 0 | 0 | 0 | 0 | 0 | 0 | 0 | 0 | 0 | 0.687 | 2.4813 | 0 | 0
8244 | 2.0035 | 0 | 377.2547 | 0 | 0 | 0 | 0 | 0 | 0 | 0 | 0 | 0 | 0 | 0.6788 | 2.6823 | 0 | 0
8245 | 1.0787 | 0 | 378.0175 | 0 | 0 | 0 | 0 | 0 | 0 | 0 | 0 | 0 | 0 | 0.68888 | 1.7675 | 0 | 0
8246 | 0.4166 | 0 | 378.3121 | 0 | 0 | 0 | 0 | 0 | 0 | 0 | 0 | 0 | 0 | 0.7016 | 1.1182 | 0 | 0
8247 | 0.61567 | 0 | 378.7474 | 0 | 0 | 0 | 0 | 0 | 0 | 0 | 0 | 0 | 0 | 0.72378 | 1.3395 | 0 | 0
8248 | 0 | 0.066055 | 378.654 | 0 | 0 | 0 | 0 | 0 | 0 | 0 | 0 | 0 | 0 | 0.7665 | 0.70045 | 0 | 0
8249 | 0 | 0.80493 | 377.5156 | 0 | 0 | 0 | 0 | 0 | 0 | 0 | 0 | 0 | 0 | 0.82666 | 0.021725 | 0 | 0
8250 | 0 | 0.82842 | 376.3441 | 0 | 0 | 0 | 0 | 0 | 0 | 0 | 0 | 0 | 0 | 0.82842 | 0 | 0 | 0
8251 | 0 | 0.81662 | 375.1892 | 0 | 0 | 0 | 0 | 0 | 0 | 0 | 0 | 0 | 0 | 0.81662 | 0 | 0 | 0
8252 | 0 | 0.79768 | 374.0611 | 0 | 0 | 0 | 0 | 0 | 0 | 0 | 0 | 0 | 0 | 0.79768 | 0 | 0 | 0
8253 | 0 | 0.75869 | 372.9882 | 0 | 0 | 0 | 0 | 0 | 0 | 0 | 0 | 0 | 0 | 0.75869 | 0 | 0 | 0
8254 | 0 | 0.70421 | 371.9923 | 0 | 0 | 0 | 0 | 0 | 0 | 0 | 0 | 0 | 0 | 0.70421 | 0 | 0 | 0
8255 | 0 | 0.6512 | 371.0713 | 0 | 0 | 0 | 0 | 0 | 0 | 0 | 0 | 0 | 0 | 0.6512 | 0 | 0 | 0
8256 | 0 | 0.6189 | 370.1961 | 0 | 0 | 0 | 0 | 0 | 0 | 0 | 0 | 0 | 0 | 0.6189 | 0 | 0 | 0
8257 | 0 | 0.59904 | 369.3489 | 0 | 0 | 0 | 0 | 0 | 0 | 0 | 0 | 0 | 0 | 0.59904 | 0 | 0 | 0
8258 | 0 | 0.59271 | 368.5107 | 0 | 0 | 0 | 0 | 0 | 0 | 0 | 0 | 0 | 0 | 0.59271 | 0 | 0 | 0
8259 | 0 | 0.58837 | 367.6786 | 0 | 0 | 0 | 0 | 0 | 0 | 0 | 0 | 0 | 0 | 0.58837 | 0 | 0 | 0
8260 | 0 | 0.60736 | 366.8197 | 0 | 0 | 0 | 0 | 0 | 0 | 0 | 0 | 0 | 0 | 0.60736 | 0 | 0 | 0
8261 | 0 | 0.64908 | 365.9017 | 0 | 0 | 0 | 0 | 0 | 0 | 0 | 0 | 0 | 0 | 0.64908 | 0 | 0 | 0
8262 | 0 | 0.71994 | 364.8836 | 0 | 0 | 0 | 0 | 0 | 0 | 0 | 0 | 0 | 0 | 0.71994 | 0 | 0 | 0
8263 | 0 | 0.75148 | 363.8208 | 0 | 0 | 0 | 0 | 0 | 0 | 0 | 0 | 0 | 0 | 0.75148 | 0 | 0 | 0
8264 | 0 | 0.26147 | 363.4511 | 0 | 0 | 0 | 0 | 0 | 0 | 0 | 0 | 0 | 0 | 0.74074 | 0.47928 | 0 | 0
8265 | 1.0578 | 0 | 364.199 | 0 | 0 | 0 | 0 | 0 | 0 | 0 | 0 | 0 | 0 | 0.72399 | 1.7817 | 0 | 0
8266 | 2.1034 | 0 | 365.6863 | 0 | 0 | 0 | 0 | 0 | 0 | 0 | 0 | 0 | 0 | 0.71232 | 2.8157 | 0 | 0
8267 | 2.0483 | 0 | 367.1347 | 0 | 0 | 0 | 0 | 0 | 0 | 0 | 0 | 0 | 0 | 0.71117 | 2.7595 | 0 | 0
8268 | 3.0072 | 0 | 369.2611 | 0 | 0 | 0 | 0 | 0 | 0 | 0 | 0 | 0 | 0 | 0.71531 | 3.7225 | 0 | 0
8269 | 2.9503 | 0 | 371.3473 | 0 | 0 | 0 | 0 | 0 | 0 | 0 | 0 | 0 | 0 | 0.71869 | 3.669 | 0 | 0
8270 | 1.7889 | 0 | 372.6122 | 0 | 0 | 0 | 0 | 0 | 0 | 0 | 0 | 0 | 0 | 0.73386 | 2.5227 | 0 | 0
8271 | 1.2559 | 0 | 373.5003 | 0 | 0 | 0 | 0 | 0 | 0 | 0 | 0 | 0 | 0 | 0.73045 | 1.9864 | 0 | 0
8272 | 0.40939 | 0 | 373.7898 | 0 | 0 | 0 | 0 | 0 | 0 | 0 | 0 | 0 | 0 | 0.77296 | 1.1824 | 0 | 0
8273 | 0 | 0.77986 | 372.6869 | 0 | 0 | 0 | 0 | 0 | 0 | 0 | 0 | 0 | 0 | 0.83336 | 0.0535 | 0 | 0
8274 | 0 | 0.83115 | 371.5114 | 0 | 0 | 0 | 0 | 0 | 0 | 0 | 0 | 0 | 0 | 0.83115 | 0 | 0 | 0
8275 | 0 | 0.81984 | 370.352 | 0 | 0 | 0 | 0 | 0 | 0 | 0 | 0 | 0 | 0 | 0.81984 | 0 | 0 | 0
8276 | 0 | 0.79798 | 369.2235 | 0 | 0 | 0 | 0 | 0 | 0 | 0 | 0 | 0 | 0 | 0.79798 | 0 | 0 | 0
8277 | 0 | 0.75799 | 368.1515 | 0 | 0 | 0 | 0 | 0 | 0 | 0 | 0 | 0 | 0 | 0.75799 | 0 | 0 | 0
8278 | 0 | 0.70171 | 367.1592 | 0 | 0 | 0 | 0 | 0 | 0 | 0 | 0 | 0 | 0 | 0.70171 | 0 | 0 | 0
8279 | 0 | 0.6503 | 366.2395 | 0 | 0 | 0 | 0 | 0 | 0 | 0 | 0 | 0 | 0 | 0.6503 | 0 | 0 | 0
8280 | 0 | 0.62071 | 365.3617 | 0 | 0 | 0 | 0 | 0 | 0 | 0 | 0 | 0 | 0 | 0.62071 | 0 | 0 | 0
8281 | 0 | 0.59565 | 364.5193 | 0 | 0 | 0 | 0 | 0 | 0 | 0 | 0 | 0 | 0 | 0.59565 | 0 | 0 | 0
8282 | 0 | 0.58114 | 363.6975 | 0 | 0 | 0 | 0 | 0 | 0 | 0 | 0 | 0 | 0 | 0.58114 | 0 | 0 | 0
8283 | 0 | 0.58019 | 362.8769 | 0 | 0 | 0 | 0 | 0 | 0 | 0 | 0 | 0 | 0 | 0.58019 | 0 | 0 | 0
8284 | 0 | 0.59687 | 362.0328 | 0 | 0 | 0 | 0 | 0 | 0 | 0 | 0 | 0 | 0 | 0.59687 | 0 | 0 | 0
8285 | 0 | 0.63873 | 361.1296 | 0 | 0 | 0 | 0 | 0 | 0 | 0 | 0 | 0 | 0 | 0.63873 | 0 | 0 | 0
8286 | 0 | 0.71058 | 360.1246 | 0 | 0 | 0 | 0 | 0 | 0 | 0 | 0 | 0 | 0 | 0.71058 | 0 | 0 | 0
8287 | 0 | 0.74299 | 359.0739 | 0 | 0 | 0 | 0 | 0 | 0 | 0 | 0 | 0 | 0 | 0.74299 | 0 | 0 | 0
8288 | 0 | 0.35197 | 358.5761 | 0 | 0 | 0 | 0 | 0 | 0 | 0 | 0 | 0 | 0 | 0.73194 | 0.37998 | 0 | 0
8289 | 0 | 0 | 358.5761 | 0 | 0 | 0 | 0 | 0 | 0 | 0 | 0 | 0 | 0 | 0.71021 | 1.3923 | 0 | 0.68209
8290 | 1.486 | 0 | 359.6269 | 0 | 0 | 0 | 0 | 0 | 0 | 0 | 0 | 0 | 0 | 0.68215 | 2.1681 | 0 | 0
8291 | 1.316 | 0 | 360.5574 | 0 | 0 | 0 | 0 | 0 | 0 | 0 | 0 | 0 | 0 | 0.6677 | 1.9836 | 0 | 0
8292 | 0 | 0 | 360.5574 | 0 | 0 | 0 | 0 | 0 | 0 | 0 | 0 | 0 | 0 | 0.66492 | 1.9224 | 0 | 1.2574
8293 | 2.0468 | 0 | 362.0047 | 0 | 0 | 0 | 0 | 0 | 0 | 0 | 0 | 0 | 0 | 0.68191 | 2.7287 | 0 | 0
8294 | 1.4132 | 0 | 363.004 | 0 | 0 | 0 | 0 | 0 | 0 | 0 | 0 | 0 | 0 | 0.69541 | 2.1086 | 0 | 0
8295 | 0.52565 | 0 | 363.3757 | 0 | 0 | 0 | 0 | 0 | 0 | 0 | 0 | 0 | 0 | 0.7211 | 1.2468 | 0 | 0
8296 | 0 | 0.086161 | 363.2539 | 0 | 0 | 0 | 0 | 0 | 0 | 0 | 0 | 0 | 0 | 0.76156 | 0.6754 | 0 | 0
8297 | 0 | 0.78943 | 362.1374 | 0 | 0 | 0 | 0 | 0 | 0 | 0 | 0 | 0 | 0 | 0.81721 | 0.027775 | 0 | 0
8298 | 0 | 0.81163 | 360.9896 | 0 | 0 | 0 | 0 | 0 | 0 | 0 | 0 | 0 | 0 | 0.81163 | 0 | 0 | 0
8299 | 0 | 0.79825 | 359.8607 | 0 | 0 | 0 | 0 | 0 | 0 | 0 | 0 | 0 | 0 | 0.79825 | 0 | 0 | 0
8300 | 0 | 0.78083 | 358.7565 | 0 | 0 | 0 | 0 | 0 | 0 | 0 | 0 | 0 | 0 | 0.78083 | 0 | 0 | 0
8301 | 0 | 0.74371 | 357.7047 | 0 | 0 | 0 | 0 | 0 | 0 | 0 | 0 | 0 | 0 | 0.74371 | 0 | 0 | 0
8302 | 0 | 0.69012 | 356.7287 | 0 | 0 | 0 | 0 | 0 | 0 | 0 | 0 | 0 | 0 | 0.69012 | 0 | 0 | 0
8303 | 0 | 0.63997 | 355.8237 | 0 | 0 | 0 | 0 | 0 | 0 | 0 | 0 | 0 | 0 | 0.63997 | 0 | 0 | 0
8304 | 0 | 0.60889 | 354.9626 | 0 | 0 | 0 | 0 | 0 | 0 | 0 | 0 | 0 | 0 | 0.60889 | 0 | 0 | 0
8305 | 0 | 0.58591 | 354.134 | 0 | 0 | 0 | 0 | 0 | 0 | 0 | 0 | 0 | 0 | 0.58591 | 0 | 0 | 0
8306 | 0 | 0.57118 | 353.3262 | 0 | 0 | 0 | 0 | 0 | 0 | 0 | 0 | 0 | 0 | 0.57118 | 0 | 0 | 0
8307 | 0 | 0.56897 | 352.5215 | 0 | 0 | 0 | 0 | 0 | 0 | 0 | 0 | 0 | 0 | 0.56897 | 0 | 0 | 0
8308 | 0 | 0.58366 | 351.6961 | 0 | 0 | 0 | 0 | 0 | 0 | 0 | 0 | 0 | 0 | 0.58366 | 0 | 0 | 0
8309 | 0 | 0.6233 | 350.8146 | 0 | 0 | 0 | 0 | 0 | 0 | 0 | 0 | 0 | 0 | 0.6233 | 0 | 0 | 0
8310 | 0 | 0.69306 | 349.8345 | 0 | 0 | 0 | 0 | 0 | 0 | 0 | 0 | 0 | 0 | 0.69306 | 0 | 0 | 0
8311 | 0 | 0.72117 | 348.8146 | 0 | 0 | 0 | 0 | 0 | 0 | 0 | 0 | 0 | 0 | 0.72117 | 0 | 0 | 0
8312 | 0 | 0.62618 | 347.929 | 0 | 0 | 0 | 0 | 0 | 0 | 0 | 0 | 0 | 0 | 0.70956 | 0.083375 | 0 | 0
8313 | 0 | 0 | 347.929 | 0 | 0 | 0 | 0 | 0 | 0 | 0 | 0 | 0 | 0 | 0.69769 | 0.74085 | 0 | 0.043159
8314 | 0.58471 | 0 | 348.3425 | 0 | 0 | 0 | 0 | 0 | 0 | 0 | 0 | 0 | 0 | 0.69014 | 1.2749 | 0 | 0
8315 | 0 | 0 | 348.3425 | 0 | 0 | 0 | 0 | 0 | 0 | 0 | 0 | 0 | 0 | 0.68764 | 1.7848 | 0 | 1.0971
8316 | 3.0506 | 0 | 350.4996 | 0 | 0 | 0 | 0 | 0 | 0 | 0 | 0 | 0 | 0 | 0.68861 | 3.7393 | 0 | 0
8317 | 2.9608 | 0 | 352.5932 | 0 | 0 | 0 | 0 | 0 | 0 | 0 | 0 | 0 | 0 | 0.69368 | 3.6545 | 0 | 0
8318 | 2.5976 | 0 | 354.4299 | 0 | 0 | 0 | 0 | 0 | 0 | 0 | 0 | 0 | 0 | 0.70339 | 3.3009 | 0 | 0
8319 | 1.823 | 0 | 355.719 | 0 | 0 | 0 | 0 | 0 | 0 | 0 | 0 | 0 | 0 | 0.72017 | 2.5432 | 0 | 0
8320 | 0.71029 | 0 | 356.2213 | 0 | 0 | 0 | 0 | 0 | 0 | 0 | 0 | 0 | 0 | 0.76041 | 1.4707 | 0 | 0
8321 | 0 | 0.75374 | 355.1553 | 0 | 0 | 0 | 0 | 0 | 0 | 0 | 0 | 0 | 0 | 0.81121 | 0.057475 | 0 | 0
8322 | 0 | 0.80221 | 354.0208 | 0 | 0 | 0 | 0 | 0 | 0 | 0 | 0 | 0 | 0 | 0.80221 | 0 | 0 | 0
8323 | 0 | 0.78474 | 352.911 | 0 | 0 | 0 | 0 | 0 | 0 | 0 | 0 | 0 | 0 | 0.78474 | 0 | 0 | 0
8324 | 0 | 0.76584 | 351.828 | 0 | 0 | 0 | 0 | 0 | 0 | 0 | 0 | 0 | 0 | 0.76584 | 0 | 0 | 0
8325 | 0 | 0.73483 | 350.7888 | 0 | 0 | 0 | 0 | 0 | 0 | 0 | 0 | 0 | 0 | 0.73483 | 0 | 0 | 0
8326 | 0 | 0.68975 | 349.8133 | 0 | 0 | 0 | 0 | 0 | 0 | 0 | 0 | 0 | 0 | 0.68975 | 0 | 0 | 0
8327 | 0 | 0.64426 | 348.9022 | 0 | 0 | 0 | 0 | 0 | 0 | 0 | 0 | 0 | 0 | 0.64426 | 0 | 0 | 0
8328 | 0 | 0.60827 | 348.042 | 0 | 0 | 0 | 0 | 0 | 0 | 0 | 0 | 0 | 0 | 0.60827 | 0 | 0 | 0
8329 | 0 | 0.5828 | 347.2178 | 0 | 0 | 0 | 0 | 0 | 0 | 0 | 0 | 0 | 0 | 0.5828 | 0 | 0 | 0
8330 | 0 | 0.56544 | 346.4181 | 0 | 0 | 0 | 0 | 0 | 0 | 0 | 0 | 0 | 0 | 0.56544 | 0 | 0 | 0
8331 | 0 | 0.56679 | 345.6165 | 0 | 0 | 0 | 0 | 0 | 0 | 0 | 0 | 0 | 0 | 0.56679 | 0 | 0 | 0
8332 | 0 | 0.57151 | 344.8083 | 0 | 0 | 0 | 0 | 0 | 0 | 0 | 0 | 0 | 0 | 0.57151 | 0 | 0 | 0
8333 | 0 | 0.58881 | 343.9756 | 0 | 0 | 0 | 0 | 0 | 0 | 0 | 0 | 0 | 0 | 0.58881 | 0 | 0 | 0
8334 | 0 | 0.61815 | 343.1014 | 0 | 0 | 0 | 0 | 0 | 0 | 0 | 0 | 0 | 0 | 0.61815 | 0 | 0 | 0
8335 | 0 | 0.63875 | 342.1981 | 0 | 0 | 0 | 0 | 0 | 0 | 0 | 0 | 0 | 0 | 0.63875 | 0 | 0 | 0
8336 | 0 | 0.39384 | 341.6411 | 0 | 0 | 0 | 0 | 0 | 0 | 0 | 0 | 0 | 0 | 0.64924 | 0.2554 | 0 | 0
8337 | 0 | 0 | 341.6411 | 0 | 0 | 0 | 0 | 0 | 0 | 0 | 0 | 0 | 0 | 0.64328 | 1.157 | 0 | 0.51377
8338 | 1.2736 | 0 | 342.5417 | 0 | 0 | 0 | 0 | 0 | 0 | 0 | 0 | 0 | 0 | 0.63428 | 1.9079 | 0 | 0
8339 | 2.3677 | 0 | 344.2159 | 0 | 0 | 0 | 0 | 0 | 0 | 0 | 0 | 0 | 0 | 0.6208 | 2.9886 | 0 | 0
8340 | 2.3972 | 0 | 345.911 | 0 | 0 | 0 | 0 | 0 | 0 | 0 | 0 | 0 | 0 | 0.61337 | 3.0105 | 0 | 0
8341 | 1.8965 | 0 | 347.2521 | 0 | 0 | 0 | 0 | 0 | 0 | 0 | 0 | 0 | 0 | 0.61318 | 2.5097 | 0 | 0
8342 | 1.565 | 0 | 348.3586 | 0 | 0 | 0 | 0 | 0 | 0 | 0 | 0 | 0 | 0 | 0.63739 | 2.2024 | 0 | 0
8343 | 1.1131 | 0 | 349.1458 | 0 | 0 | 0 | 0 | 0 | 0 | 0 | 0 | 0 | 0 | 0.65502 | 1.7682 | 0 | 0
8344 | 0.31465 | 0 | 349.3682 | 0 | 0 | 0 | 0 | 0 | 0 | 0 | 0 | 0 | 0 | 0.69835 | 1.013 | 0 | 0
8345 | 0 | 0.71099 | 348.3628 | 0 | 0 | 0 | 0 | 0 | 0 | 0 | 0 | 0 | 0 | 0.75869 | 0.0477 | 0 | 0
8346 | 0 | 0.75587 | 347.2938 | 0 | 0 | 0 | 0 | 0 | 0 | 0 | 0 | 0 | 0 | 0.75587 | 0 | 0 | 0
8347 | 0 | 0.74398 | 346.2416 | 0 | 0 | 0 | 0 | 0 | 0 | 0 | 0 | 0 | 0 | 0.74398 | 0 | 0 | 0
8348 | 0 | 0.73096 | 345.2079 | 0 | 0 | 0 | 0 | 0 | 0 | 0 | 0 | 0 | 0 | 0.73096 | 0 | 0 | 0
8349 | 0 | 0.70825 | 344.2063 | 0 | 0 | 0 | 0 | 0 | 0 | 0 | 0 | 0 | 0 | 0.70825 | 0 | 0 | 0
8350 | 0 | 0.67032 | 343.2583 | 0 | 0 | 0 | 0 | 0 | 0 | 0 | 0 | 0 | 0 | 0.67032 | 0 | 0 | 0
8351 | 0 | 0.63078 | 342.3663 | 0 | 0 | 0 | 0 | 0 | 0 | 0 | 0 | 0 | 0 | 0.63078 | 0 | 0 | 0
8352 | 0 | 0.60225 | 341.5145 | 0 | 0 | 0 | 0 | 0 | 0 | 0 | 0 | 0 | 0 | 0.60225 | 0 | 0 | 0
8353 | 0 | 0.58 | 340.6943 | 0 | 0 | 0 | 0 | 0 | 0 | 0 | 0 | 0 | 0 | 0.58 | 0 | 0 | 0
8354 | 0 | 0.5719 | 339.8855 | 0 | 0 | 0 | 0 | 0 | 0 | 0 | 0 | 0 | 0 | 0.5719 | 0 | 0 | 0
8355 | 0 | 0.56814 | 339.082 | 0 | 0 | 0 | 0 | 0 | 0 | 0 | 0 | 0 | 0 | 0.56814 | 0 | 0 | 0
8356 | 0 | 0.57049 | 338.2753 | 0 | 0 | 0 | 0 | 0 | 0 | 0 | 0 | 0 | 0 | 0.57049 | 0 | 0 | 0
8357 | 0 | 0.58206 | 337.4521 | 0 | 0 | 0 | 0 | 0 | 0 | 0 | 0 | 0 | 0 | 0.58206 | 0 | 0 | 0
8358 | 0 | 0.60435 | 336.5974 | 0 | 0 | 0 | 0 | 0 | 0 | 0 | 0 | 0 | 0 | 0.60435 | 0 | 0 | 0
8359 | 0 | 0.61609 | 335.7261 | 0 | 0 | 0 | 0 | 0 | 0 | 0 | 0 | 0 | 0 | 0.61609 | 0 | 0 | 0
8360 | 0 | 0.58808 | 334.8945 | 0 | 0 | 0 | 0 | 0 | 0 | 0 | 0 | 0 | 0 | 0.59871 | 0.010625 | 0 | 0
8361 | 0 | 0.39956 | 334.3294 | 0 | 0 | 0 | 0 | 0 | 0 | 0 | 0 | 0 | 0 | 0.57921 | 0.17965 | 0 | 0
8362 | 0 | 0.21932 | 334.0192 | 0 | 0 | 0 | 0 | 0 | 0 | 0 | 0 | 0 | 0 | 0.56577 | 0.34645 | 0 | 0
8363 | 0 | 0.053825 | 333.9431 | 0 | 0 | 0 | 0 | 0 | 0 | 0 | 0 | 0 | 0 | 0.56147 | 0.50765 | 0 | 0
8364 | 0 | 0.28172 | 333.5447 | 0 | 0 | 0 | 0 | 0 | 0 | 0 | 0 | 0 | 0 | 0.55782 | 0.2761 | 0 | 0
8365 | 0 | 0.17015 | 333.3041 | 0 | 0 | 0 | 0 | 0 | 0 | 0 | 0 | 0 | 0 | 0.56643 | 0.39627 | 0 | 0
8366 | 0 | 0.30159 | 332.8775 | 0 | 0 | 0 | 0 | 0 | 0 | 0 | 0 | 0 | 0 | 0.58269 | 0.2811 | 0 | 0
8367 | 0 | 0.58097 | 332.0559 | 0 | 0 | 0 | 0 | 0 | 0 | 0 | 0 | 0 | 0 | 0.61625 | 0.035275 | 0 | 0
8368 | 0 | 0.68526 | 331.0868 | 0 | 0 | 0 | 0 | 0 | 0 | 0 | 0 | 0 | 0 | 0.68526 | 0 | 0 | 0
8369 | 0 | 0.76797 | 330.0007 | 0 | 0 | 0 | 0 | 0 | 0 | 0 | 0 | 0 | 0 | 0.76797 | 0 | 0 | 0
8370 | 0 | 0.78217 | 328.8946 | 0 | 0 | 0 | 0 | 0 | 0 | 0 | 0 | 0 | 0 | 0.78217 | 0 | 0 | 0
8371 | 0 | 0.77955 | 327.7921 | 0 | 0 | 0 | 0 | 0 | 0 | 0 | 0 | 0 | 0 | 0.77955 | 0 | 0 | 0
8372 | 0 | 0.76803 | 326.706 | 0 | 0 | 0 | 0 | 0 | 0 | 0 | 0 | 0 | 0 | 0.76803 | 0 | 0 | 0
8373 | 0 | 0.73806 | 325.6622 | 0 | 0 | 0 | 0 | 0 | 0 | 0 | 0 | 0 | 0 | 0.73806 | 0 | 0 | 0
8374 | 0 | 0.68718 | 324.6904 | 0 | 0 | 0 | 0 | 0 | 0 | 0 | 0 | 0 | 0 | 0.68718 | 0 | 0 | 0
8375 | 0 | 0.64166 | 323.783 | 0 | 0 | 0 | 0 | 0 | 0 | 0 | 0 | 0 | 0 | 0.64166 | 0 | 0 | 0
8376 | 0 | 0.61322 | 322.9157 | 0 | 0 | 0 | 0 | 0 | 0 | 0 | 0 | 0 | 0 | 0.61322 | 0 | 0 | 0
8377 | 0 | 0.59505 | 322.0742 | 0 | 0 | 0 | 0 | 0 | 0 | 0 | 0 | 0 | 0 | 0.59505 | 0 | 0 | 0
8378 | 0 | 0.58571 | 321.2459 | 0 | 0 | 0 | 0 | 0 | 0 | 0 | 0 | 0 | 0 | 0.58571 | 0 | 0 | 0
8379 | 0 | 0.58749 | 320.4151 | 0 | 0 | 0 | 0 | 0 | 0 | 0 | 0 | 0 | 0 | 0.58749 | 0 | 0 | 0
8380 | 0 | 0.60941 | 319.5532 | 0 | 0 | 0 | 0 | 0 | 0 | 0 | 0 | 0 | 0 | 0.60941 | 0 | 0 | 0
8381 | 0 | 0.66036 | 318.6193 | 0 | 0 | 0 | 0 | 0 | 0 | 0 | 0 | 0 | 0 | 0.66036 | 0 | 0 | 0
8382 | 0 | 0.74251 | 317.5693 | 0 | 0 | 0 | 0 | 0 | 0 | 0 | 0 | 0 | 0 | 0.74251 | 0 | 0 | 0
8383 | 0 | 0.7776 | 316.4696 | 0 | 0 | 0 | 0 | 0 | 0 | 0 | 0 | 0 | 0 | 0.7776 | 0 | 0 | 0
8384 | 0 | 0.32195 | 316.0143 | 0 | 0 | 0 | 0 | 0 | 0 | 0 | 0 | 0 | 0 | 0.74745 | 0.4255 | 0 | 0
8385 | 1.1871 | 0 | 316.8537 | 0 | 0 | 0 | 0 | 0 | 0 | 0 | 0 | 0 | 0 | 0.70851 | 1.8957 | 0 | 0
8386 | 2.3792 | 0 | 318.5361 | 0 | 0 | 0 | 0 | 0 | 0 | 0 | 0 | 0 | 0 | 0.6773 | 3.0566 | 0 | 0
8387 | 3.153 | 0 | 320.7656 | 0 | 0 | 0 | 0 | 0 | 0 | 0 | 0 | 0 | 0 | 0.65343 | 3.8064 | 0 | 0
8388 | 3.53 | 0 | 323.2617 | 0 | 0 | 0 | 0 | 0 | 0 | 0 | 0 | 0 | 0 | 0.64505 | 4.175 | 0 | 0
8389 | 2.5713 | 0 | 325.0798 | 0 | 0 | 0 | 0 | 0 | 0 | 0 | 0 | 0 | 0 | 0.6509 | 3.2222 | 0 | 0
8390 | 0 | 0.60958 | 324.2177 | 0 | 0 | 0 | 0 | 0 | 0 | 0 | 0 | 0 | 0 | 0.66628 | 0.0567 | 0 | 0
8391 | 2.2475 | 0 | 325.8069 | 0 | 0 | 0 | 0 | 0 | 0 | 0 | 0 | 0 | 0 | 0.70669 | 2.9541 | 0 | 0
8392 | 0.99664 | 0 | 326.5117 | 0 | 0 | 0 | 0 | 0 | 0 | 0 | 0 | 0 | 0 | 0.77226 | 1.7689 | 0 | 0
8393 | 0 | 0.75662 | 325.4417 | 0 | 0 | 0 | 0 | 0 | 0 | 0 | 0 | 0 | 0 | 0.84957 | 0.09295 | 0 | 0
8394 | 0 | 0.86005 | 324.2254 | 0 | 0 | 0 | 0 | 0 | 0 | 0 | 0 | 0 | 0 | 0.86005 | 0 | 0 | 0
8395 | 0 | 0.85067 | 323.0223 | 0 | 0 | 0 | 0 | 0 | 0 | 0 | 0 | 0 | 0 | 0.85067 | 0 | 0 | 0
8396 | 0 | 0.8329 | 321.8444 | 0 | 0 | 0 | 0 | 0 | 0 | 0 | 0 | 0 | 0 | 0.8329 | 0 | 0 | 0
8397 | 0 | 0.79458 | 320.7207 | 0 | 0 | 0 | 0 | 0 | 0 | 0 | 0 | 0 | 0 | 0.79458 | 0 | 0 | 0
8398 | 0 | 0.73658 | 319.679 | 0 | 0 | 0 | 0 | 0 | 0 | 0 | 0 | 0 | 0 | 0.73658 | 0 | 0 | 0
8399 | 0 | 0.68327 | 318.7128 | 0 | 0 | 0 | 0 | 0 | 0 | 0 | 0 | 0 | 0 | 0.68327 | 0 | 0 | 0
8400 | 0 | 0.64661 | 317.7983 | 0 | 0 | 0 | 0 | 0 | 0 | 0 | 0 | 0 | 0 | 0.64661 | 0 | 0 | 0
8401 | 0 | 0.62363 | 316.9164 | 0 | 0 | 0 | 0 | 0 | 0 | 0 | 0 | 0 | 0 | 0.62363 | 0 | 0 | 0
8402 | 0 | 0.60942 | 316.0545 | 0 | 0 | 0 | 0 | 0 | 0 | 0 | 0 | 0 | 0 | 0.60942 | 0 | 0 | 0
8403 | 0 | 0.60817 | 315.1944 | 0 | 0 | 0 | 0 | 0 | 0 | 0 | 0 | 0 | 0 | 0.60817 | 0 | 0 | 0
8404 | 0 | 0.62753 | 314.307 | 0 | 0 | 0 | 0 | 0 | 0 | 0 | 0 | 0 | 0 | 0.62753 | 0 | 0 | 0
8405 | 0 | 0.67505 | 313.3523 | 0 | 0 | 0 | 0 | 0 | 0 | 0 | 0 | 0 | 0 | 0.67505 | 0 | 0 | 0
8406 | 0 | 0.75371 | 312.2864 | 0 | 0 | 0 | 0 | 0 | 0 | 0 | 0 | 0 | 0 | 0.75371 | 0 | 0 | 0
8407 | 0 | 0.78646 | 311.1742 | 0 | 0 | 0 | 0 | 0 | 0 | 0 | 0 | 0 | 0 | 0.78646 | 0 | 0 | 0
8408 | 0 | 0.19697 | 310.8956 | 0 | 0 | 0 | 0 | 0 | 0 | 0 | 0 | 0 | 0 | 0.77022 | 0.57325 | 0 | 0
8409 | 1.3712 | 0 | 311.8652 | 0 | 0 | 0 | 0 | 0 | 0 | 0 | 0 | 0 | 0 | 0.74187 | 2.1131 | 0 | 0
8410 | 2.5731 | 0 | 313.6847 | 0 | 0 | 0 | 0 | 0 | 0 | 0 | 0 | 0 | 0 | 0.7138 | 3.2869 | 0 | 0
8411 | 3.3192 | 0 | 316.0317 | 0 | 0 | 0 | 0 | 0 | 0 | 0 | 0 | 0 | 0 | 0.691 | 4.0102 | 0 | 0
8412 | 3.6718 | 0 | 318.6281 | 0 | 0 | 0 | 0 | 0 | 0 | 0 | 0 | 0 | 0 | 0.68239 | 4.3542 | 0 | 0
8413 | 3.5909 | 0 | 321.1672 | 0 | 0 | 0 | 0 | 0 | 0 | 0 | 0 | 0 | 0 | 0.69543 | 4.2863 | 0 | 0
8414 | 3.1647 | 0 | 323.405 | 0 | 0 | 0 | 0 | 0 | 0 | 0 | 0 | 0 | 0 | 0.70703 | 3.8717 | 0 | 0
8415 | 2.3297 | 0 | 325.0524 | 0 | 0 | 0 | 0 | 0 | 0 | 0 | 0 | 0 | 0 | 0.73372 | 3.0635 | 0 | 0
8416 | 1.0946 | 0 | 325.8264 | 0 | 0 | 0 | 0 | 0 | 0 | 0 | 0 | 0 | 0 | 0.78308 | 1.8777 | 0 | 0
8417 | 0 | 0.74516 | 324.7726 | 0 | 0 | 0 | 0 | 0 | 0 | 0 | 0 | 0 | 0 | 0.85024 | 0.10508 | 0 | 0
8418 | 0 | 0.85725 | 323.5602 | 0 | 0 | 0 | 0 | 0 | 0 | 0 | 0 | 0 | 0 | 0.85725 | 0 | 0 | 0
8419 | 0 | 0.84908 | 322.3595 | 0 | 0 | 0 | 0 | 0 | 0 | 0 | 0 | 0 | 0 | 0.84908 | 0 | 0 | 0
8420 | 0 | 0.83079 | 321.1845 | 0 | 0 | 0 | 0 | 0 | 0 | 0 | 0 | 0 | 0 | 0.83079 | 0 | 0 | 0
8421 | 0 | 0.79179 | 320.0648 | 0 | 0 | 0 | 0 | 0 | 0 | 0 | 0 | 0 | 0 | 0.79179 | 0 | 0 | 0
8422 | 0 | 0.73316 | 319.0279 | 0 | 0 | 0 | 0 | 0 | 0 | 0 | 0 | 0 | 0 | 0.73316 | 0 | 0 | 0
8423 | 0 | 0.67955 | 318.0669 | 0 | 0 | 0 | 0 | 0 | 0 | 0 | 0 | 0 | 0 | 0.67955 | 0 | 0 | 0
8424 | 0 | 0.64109 | 317.1603 | 0 | 0 | 0 | 0 | 0 | 0 | 0 | 0 | 0 | 0 | 0.64109 | 0 | 0 | 0
8425 | 0 | 0.61673 | 316.2881 | 0 | 0 | 0 | 0 | 0 | 0 | 0 | 0 | 0 | 0 | 0.61673 | 0 | 0 | 0
8426 | 0 | 0.60496 | 315.4325 | 0 | 0 | 0 | 0 | 0 | 0 | 0 | 0 | 0 | 0 | 0.60496 | 0 | 0 | 0
8427 | 0 | 0.60505 | 314.5769 | 0 | 0 | 0 | 0 | 0 | 0 | 0 | 0 | 0 | 0 | 0.60505 | 0 | 0 | 0
8428 | 0 | 0.62491 | 313.6931 | 0 | 0 | 0 | 0 | 0 | 0 | 0 | 0 | 0 | 0 | 0.62491 | 0 | 0 | 0
8429 | 0 | 0.67243 | 312.7422 | 0 | 0 | 0 | 0 | 0 | 0 | 0 | 0 | 0 | 0 | 0.67243 | 0 | 0 | 0
8430 | 0 | 0.74913 | 311.6827 | 0 | 0 | 0 | 0 | 0 | 0 | 0 | 0 | 0 | 0 | 0.74913 | 0 | 0 | 0
8431 | 0 | 0.78484 | 310.5728 | 0 | 0 | 0 | 0 | 0 | 0 | 0 | 0 | 0 | 0 | 0.78484 | 0 | 0 | 0
8432 | 0 | 0.24179 | 310.2309 | 0 | 0 | 0 | 0 | 0 | 0 | 0 | 0 | 0 | 0 | 0.78394 | 0.54215 | 0 | 0
8433 | 1.2819 | 0 | 311.1373 | 0 | 0 | 0 | 0 | 0 | 0 | 0 | 0 | 0 | 0 | 0.77154 | 2.0534 | 0 | 0
8434 | 2.4622 | 0 | 312.8783 | 0 | 0 | 0 | 0 | 0 | 0 | 0 | 0 | 0 | 0 | 0.75423 | 3.2165 | 0 | 0
8435 | 3.2141 | 0 | 315.151 | 0 | 0 | 0 | 0 | 0 | 0 | 0 | 0 | 0 | 0 | 0.73152 | 3.9456 | 0 | 0
8436 | 3.5704 | 0 | 317.6757 | 0 | 0 | 0 | 0 | 0 | 0 | 0 | 0 | 0 | 0 | 0.71448 | 4.2849 | 0 | 0
8437 | 3.5464 | 0 | 320.1834 | 0 | 0 | 0 | 0 | 0 | 0 | 0 | 0 | 0 | 0 | 0.7103 | 4.2567 | 0 | 0
8438 | 3.1343 | 0 | 322.3997 | 0 | 0 | 0 | 0 | 0 | 0 | 0 | 0 | 0 | 0 | 0.72102 | 3.8554 | 0 | 0
8439 | 2.301 | 0 | 324.0268 | 0 | 0 | 0 | 0 | 0 | 0 | 0 | 0 | 0 | 0 | 0.7394 | 3.0404 | 0 | 0
8440 | 1.0632 | 0 | 324.7786 | 0 | 0 | 0 | 0 | 0 | 0 | 0 | 0 | 0 | 0 | 0.78669 | 1.8499 | 0 | 0
8441 | 0 | 0.54137 | 324.0129 | 0 | 0 | 0 | 0 | 0 | 0 | 0 | 0 | 0 | 0 | 0.85002 | 0.30865 | 0 | 0
8442 | 0 | 0.85641 | 322.8018 | 0 | 0 | 0 | 0 | 0 | 0 | 0 | 0 | 0 | 0 | 0.85641 | 0 | 0 | 0
8443 | 0 | 0.84587 | 321.6056 | 0 | 0 | 0 | 0 | 0 | 0 | 0 | 0 | 0 | 0 | 0.84587 | 0 | 0 | 0
8444 | 0 | 0.82704 | 320.436 | 0 | 0 | 0 | 0 | 0 | 0 | 0 | 0 | 0 | 0 | 0.82704 | 0 | 0 | 0
8445 | 0 | 0.79335 | 319.314 | 0 | 0 | 0 | 0 | 0 | 0 | 0 | 0 | 0 | 0 | 0.79335 | 0 | 0 | 0
8446 | 0 | 0.73621 | 318.2728 | 0 | 0 | 0 | 0 | 0 | 0 | 0 | 0 | 0 | 0 | 0.73621 | 0 | 0 | 0
8447 | 0 | 0.68261 | 317.3075 | 0 | 0 | 0 | 0 | 0 | 0 | 0 | 0 | 0 | 0 | 0.68261 | 0 | 0 | 0
8448 | 0 | 0.65655 | 316.379 | 0 | 0 | 0 | 0 | 0 | 0 | 0 | 0 | 0 | 0 | 0.65655 | 0 | 0 | 0
8449 | 0 | 0.63381 | 315.4826 | 0 | 0 | 0 | 0 | 0 | 0 | 0 | 0 | 0 | 0 | 0.63381 | 0 | 0 | 0
8450 | 0 | 0.62256 | 314.6022 | 0 | 0 | 0 | 0 | 0 | 0 | 0 | 0 | 0 | 0 | 0.62256 | 0 | 0 | 0
8451 | 0 | 0.62089 | 313.7241 | 0 | 0 | 0 | 0 | 0 | 0 | 0 | 0 | 0 | 0 | 0.62089 | 0 | 0 | 0
8452 | 0 | 0.63724 | 312.8229 | 0 | 0 | 0 | 0 | 0 | 0 | 0 | 0 | 0 | 0 | 0.63724 | 0 | 0 | 0
8453 | 0 | 0.67494 | 311.8684 | 0 | 0 | 0 | 0 | 0 | 0 | 0 | 0 | 0 | 0 | 0.67494 | 0 | 0 | 0
8454 | 0 | 0.75123 | 310.806 | 0 | 0 | 0 | 0 | 0 | 0 | 0 | 0 | 0 | 0 | 0.75123 | 0 | 0 | 0
8455 | 0 | 0.78564 | 309.695 | 0 | 0 | 0 | 0 | 0 | 0 | 0 | 0 | 0 | 0 | 0.78564 | 0 | 0 | 0
8456 | 0 | 0.23501 | 309.3626 | 0 | 0 | 0 | 0 | 0 | 0 | 0 | 0 | 0 | 0 | 0.76216 | 0.52715 | 0 | 0
8457 | 1.3229 | 0 | 310.2981 | 0 | 0 | 0 | 0 | 0 | 0 | 0 | 0 | 0 | 0 | 0.72508 | 2.048 | 0 | 0
8458 | 2.4816 | 0 | 312.0528 | 0 | 0 | 0 | 0 | 0 | 0 | 0 | 0 | 0 | 0 | 0.69721 | 3.1789 | 0 | 0
8459 | 3.196 | 0 | 314.3128 | 0 | 0 | 0 | 0 | 0 | 0 | 0 | 0 | 0 | 0 | 0.67409 | 3.8701 | 0 | 0
8460 | 3.5402 | 0 | 316.8161 | 0 | 0 | 0 | 0 | 0 | 0 | 0 | 0 | 0 | 0 | 0.65953 | 4.1997 | 0 | 0
8461 | 3.5052 | 0 | 319.2946 | 0 | 0 | 0 | 0 | 0 | 0 | 0 | 0 | 0 | 0 | 0.66348 | 4.1687 | 0 | 0
8462 | 2.085 | 0 | 320.769 | 0 | 0 | 0 | 0 | 0 | 0 | 0 | 0 | 0 | 0 | 0.6768 | 2.7618 | 0 | 0
8463 | 1.3906 | 0 | 321.7523 | 0 | 0 | 0 | 0 | 0 | 0 | 0 | 0 | 0 | 0 | 0.7135 | 2.1042 | 0 | 0
8464 | 1.0828 | 0 | 322.518 | 0 | 0 | 0 | 0 | 0 | 0 | 0 | 0 | 0 | 0 | 0.75453 | 1.8374 | 0 | 0
8465 | 0 | 0.45727 | 321.8713 | 0 | 0 | 0 | 0 | 0 | 0 | 0 | 0 | 0 | 0 | 0.83237 | 0.3751 | 0 | 0
8466 | 0 | 0.837 | 320.6876 | 0 | 0 | 0 | 0 | 0 | 0 | 0 | 0 | 0 | 0 | 0.837 | 0 | 0 | 0
8467 | 0 | 0.82879 | 319.5155 | 0 | 0 | 0 | 0 | 0 | 0 | 0 | 0 | 0 | 0 | 0.82879 | 0 | 0 | 0
8468 | 0 | 0.81213 | 318.367 | 0 | 0 | 0 | 0 | 0 | 0 | 0 | 0 | 0 | 0 | 0.81213 | 0 | 0 | 0
8469 | 0 | 0.77879 | 317.2656 | 0 | 0 | 0 | 0 | 0 | 0 | 0 | 0 | 0 | 0 | 0.77879 | 0 | 0 | 0
8470 | 0 | 0.72989 | 316.2334 | 0 | 0 | 0 | 0 | 0 | 0 | 0 | 0 | 0 | 0 | 0.72989 | 0 | 0 | 0
8471 | 0 | 0.67759 | 315.2752 | 0 | 0 | 0 | 0 | 0 | 0 | 0 | 0 | 0 | 0 | 0.67759 | 0 | 0 | 0
8472 | 0 | 0.64328 | 314.3654 | 0 | 0 | 0 | 0 | 0 | 0 | 0 | 0 | 0 | 0 | 0.64328 | 0 | 0 | 0
8473 | 0 | 0.61894 | 313.4901 | 0 | 0 | 0 | 0 | 0 | 0 | 0 | 0 | 0 | 0 | 0.61894 | 0 | 0 | 0
8474 | 0 | 0.60557 | 312.6337 | 0 | 0 | 0 | 0 | 0 | 0 | 0 | 0 | 0 | 0 | 0.60557 | 0 | 0 | 0
8475 | 0 | 0.6033 | 311.7805 | 0 | 0 | 0 | 0 | 0 | 0 | 0 | 0 | 0 | 0 | 0.6033 | 0 | 0 | 0
8476 | 0 | 0.62089 | 310.9024 | 0 | 0 | 0 | 0 | 0 | 0 | 0 | 0 | 0 | 0 | 0.62089 | 0 | 0 | 0
8477 | 0 | 0.66382 | 309.9637 | 0 | 0 | 0 | 0 | 0 | 0 | 0 | 0 | 0 | 0 | 0.66382 | 0 | 0 | 0
8478 | 0 | 0.73571 | 308.9232 | 0 | 0 | 0 | 0 | 0 | 0 | 0 | 0 | 0 | 0 | 0.73571 | 0 | 0 | 0
8479 | 0 | 0.76566 | 307.8404 | 0 | 0 | 0 | 0 | 0 | 0 | 0 | 0 | 0 | 0 | 0.76566 | 0 | 0 | 0
8480 | 0 | 0.55966 | 307.0489 | 0 | 0 | 0 | 0 | 0 | 0 | 0 | 0 | 0 | 0 | 0.74353 | 0.18388 | 0 | 0
8481 | 1.26 | 0 | 307.9399 | 0 | 0 | 0 | 0 | 0 | 0 | 0 | 0 | 0 | 0 | 0.71085 | 1.9709 | 0 | 0
8482 | 2.4287 | 0 | 309.6572 | 0 | 0 | 0 | 0 | 0 | 0 | 0 | 0 | 0 | 0 | 0.6831 | 3.1117 | 0 | 0
8483 | 3.1514 | 0 | 311.8856 | 0 | 0 | 0 | 0 | 0 | 0 | 0 | 0 | 0 | 0 | 0.6618 | 3.8133 | 0 | 0
8484 | 3.5033 | 0 | 314.3629 | 0 | 0 | 0 | 0 | 0 | 0 | 0 | 0 | 0 | 0 | 0.66056 | 4.1639 | 0 | 0
8485 | 3.4796 | 0 | 316.8233 | 0 | 0 | 0 | 0 | 0 | 0 | 0 | 0 | 0 | 0 | 0.67247 | 4.1521 | 0 | 0
8486 | 3.1012 | 0 | 319.0162 | 0 | 0 | 0 | 0 | 0 | 0 | 0 | 0 | 0 | 0 | 0.68231 | 3.7835 | 0 | 0
8487 | 2.3095 | 0 | 320.6493 | 0 | 0 | 0 | 0 | 0 | 0 | 0 | 0 | 0 | 0 | 0.70893 | 3.0185 | 0 | 0
8488 | 1.1097 | 0 | 321.4339 | 0 | 0 | 0 | 0 | 0 | 0 | 0 | 0 | 0 | 0 | 0.7592 | 1.8688 | 0 | 0
8489 | 0 | 0.41922 | 320.8411 | 0 | 0 | 0 | 0 | 0 | 0 | 0 | 0 | 0 | 0 | 0.81557 | 0.39635 | 0 | 0
8490 | 0 | 0.81188 | 319.6929 | 0 | 0 | 0 | 0 | 0 | 0 | 0 | 0 | 0 | 0 | 0.81188 | 0 | 0 | 0
8491 | 0 | 0.79547 | 318.5679 | 0 | 0 | 0 | 0 | 0 | 0 | 0 | 0 | 0 | 0 | 0.79547 | 0 | 0 | 0
8492 | 0 | 0.77802 | 317.4676 | 0 | 0 | 0 | 0 | 0 | 0 | 0 | 0 | 0 | 0 | 0.77802 | 0 | 0 | 0
8493 | 0 | 0.7542 | 316.401 | 0 | 0 | 0 | 0 | 0 | 0 | 0 | 0 | 0 | 0 | 0.7542 | 0 | 0 | 0
8494 | 0 | 0.71092 | 315.3956 | 0 | 0 | 0 | 0 | 0 | 0 | 0 | 0 | 0 | 0 | 0.71092 | 0 | 0 | 0
8495 | 0 | 0.66516 | 314.455 | 0 | 0 | 0 | 0 | 0 | 0 | 0 | 0 | 0 | 0 | 0.66516 | 0 | 0 | 0
8496 | 0 | 0.62999 | 313.564 | 0 | 0 | 0 | 0 | 0 | 0 | 0 | 0 | 0 | 0 | 0.62999 | 0 | 0 | 0
8497 | 0 | 0.60469 | 312.7089 | 0 | 0 | 0 | 0 | 0 | 0 | 0 | 0 | 0 | 0 | 0.60469 | 0 | 0 | 0
8498 | 0 | 0.58959 | 311.8751 | 0 | 0 | 0 | 0 | 0 | 0 | 0 | 0 | 0 | 0 | 0.58959 | 0 | 0 | 0
8499 | 0 | 0.58117 | 311.0532 | 0 | 0 | 0 | 0 | 0 | 0 | 0 | 0 | 0 | 0 | 0.58117 | 0 | 0 | 0
8500 | 0 | 0.58571 | 310.2248 | 0 | 0 | 0 | 0 | 0 | 0 | 0 | 0 | 0 | 0 | 0.58571 | 0 | 0 | 0
8501 | 0 | 0.60416 | 309.3704 | 0 | 0 | 0 | 0 | 0 | 0 | 0 | 0 | 0 | 0 | 0.60416 | 0 | 0 | 0
8502 | 0 | 0.63831 | 308.4677 | 0 | 0 | 0 | 0 | 0 | 0 | 0 | 0 | 0 | 0 | 0.63831 | 0 | 0 | 0
8503 | 0 | 0.66092 | 307.533 | 0 | 0 | 0 | 0 | 0 | 0 | 0 | 0 | 0 | 0 | 0.66092 | 0 | 0 | 0
8504 | 0 | 0.55396 | 306.7496 | 0 | 0 | 0 | 0 | 0 | 0 | 0 | 0 | 0 | 0 | 0.67551 | 0.12155 | 0 | 0
8505 | 0.78114 | 0 | 307.302 | 0 | 0 | 0 | 0 | 0 | 0 | 0 | 0 | 0 | 0 | 0.67601 | 1.4571 | 0 | 0
8506 | 1.7226 | 0 | 308.52 | 0 | 0 | 0 | 0 | 0 | 0 | 0 | 0 | 0 | 0 | 0.66204 | 2.3846 | 0 | 0
8507 | 2.7339 | 0 | 310.4532 | 0 | 0 | 0 | 0 | 0 | 0 | 0 | 0 | 0 | 0 | 0.64534 | 3.3792 | 0 | 0
8508 | 2.6426 | 0 | 312.3218 | 0 | 0 | 0 | 0 | 0 | 0 | 0 | 0 | 0 | 0 | 0.63566 | 3.2782 | 0 | 0
8509 | 2.8251 | 0 | 314.3194 | 0 | 0 | 0 | 0 | 0 | 0 | 0 | 0 | 0 | 0 | 0.63551 | 3.4606 | 0 | 0
8510 | 2.4857 | 0 | 316.0771 | 0 | 0 | 0 | 0 | 0 | 0 | 0 | 0 | 0 | 0 | 0.64854 | 3.1342 | 0 | 0
8511 | 1.8318 | 0 | 317.3724 | 0 | 0 | 0 | 0 | 0 | 0 | 0 | 0 | 0 | 0 | 0.66957 | 2.5014 | 0 | 0
8512 | 1.0838 | 0 | 318.1387 | 0 | 0 | 0 | 0 | 0 | 0 | 0 | 0 | 0 | 0 | 0.71365 | 1.7974 | 0 | 0
8513 | 0 | 0.38118 | 317.5997 | 0 | 0 | 0 | 0 | 0 | 0 | 0 | 0 | 0 | 0 | 0.77416 | 0.39298 | 0 | 0
8514 | 0 | 0.77435 | 316.5046 | 0 | 0 | 0 | 0 | 0 | 0 | 0 | 0 | 0 | 0 | 0.77435 | 0 | 0 | 0
8515 | 0 | 0.76298 | 315.4255 | 0 | 0 | 0 | 0 | 0 | 0 | 0 | 0 | 0 | 0 | 0.76298 | 0 | 0 | 0
8516 | 0 | 0.75008 | 314.3648 | 0 | 0 | 0 | 0 | 0 | 0 | 0 | 0 | 0 | 0 | 0.75008 | 0 | 0 | 0
8517 | 0 | 0.72697 | 313.3367 | 0 | 0 | 0 | 0 | 0 | 0 | 0 | 0 | 0 | 0 | 0.72697 | 0 | 0 | 0
8518 | 0 | 0.68836 | 312.3632 | 0 | 0 | 0 | 0 | 0 | 0 | 0 | 0 | 0 | 0 | 0.68836 | 0 | 0 | 0
8519 | 0 | 0.64722 | 311.4479 | 0 | 0 | 0 | 0 | 0 | 0 | 0 | 0 | 0 | 0 | 0.64722 | 0 | 0 | 0
8520 | 0 | 0.61381 | 310.5798 | 0 | 0 | 0 | 0 | 0 | 0 | 0 | 0 | 0 | 0 | 0.61381 | 0 | 0 | 0
8521 | 0 | 0.58892 | 309.747 | 0 | 0 | 0 | 0 | 0 | 0 | 0 | 0 | 0 | 0 | 0.58892 | 0 | 0 | 0
8522 | 0 | 0.57339 | 308.9361 | 0 | 0 | 0 | 0 | 0 | 0 | 0 | 0 | 0 | 0 | 0.57339 | 0 | 0 | 0
8523 | 0 | 0.56401 | 308.1384 | 0 | 0 | 0 | 0 | 0 | 0 | 0 | 0 | 0 | 0 | 0.56401 | 0 | 0 | 0
8524 | 0 | 0.56531 | 307.339 | 0 | 0 | 0 | 0 | 0 | 0 | 0 | 0 | 0 | 0 | 0.56531 | 0 | 0 | 0
8525 | 0 | 0.57804 | 306.5215 | 0 | 0 | 0 | 0 | 0 | 0 | 0 | 0 | 0 | 0 | 0.57804 | 0 | 0 | 0
8526 | 0 | 0.60413 | 305.6671 | 0 | 0 | 0 | 0 | 0 | 0 | 0 | 0 | 0 | 0 | 0.60413 | 0 | 0 | 0
8527 | 0 | 0.62603 | 304.7818 | 0 | 0 | 0 | 0 | 0 | 0 | 0 | 0 | 0 | 0 | 0.62603 | 0 | 0 | 0
8528 | 0 | 0.47189 | 304.1144 | 0 | 0 | 0 | 0 | 0 | 0 | 0 | 0 | 0 | 0 | 0.64496 | 0.17308 | 0 | 0
8529 | 1.2629 | 0 | 305.0074 | 0 | 0 | 0 | 0 | 0 | 0 | 0 | 0 | 0 | 0 | 0.64668 | 1.9096 | 0 | 0
8530 | 2.3494 | 0 | 306.6687 | 0 | 0 | 0 | 0 | 0 | 0 | 0 | 0 | 0 | 0 | 0.65062 | 3 | 0 | 0
8531 | 3.0625 | 0 | 308.8342 | 0 | 0 | 0 | 0 | 0 | 0 | 0 | 0 | 0 | 0 | 0.64416 | 3.7066 | 0 | 0
8532 | 3.3852 | 0 | 311.2279 | 0 | 0 | 0 | 0 | 0 | 0 | 0 | 0 | 0 | 0 | 0.63842 | 4.0236 | 0 | 0
8533 | 3.3605 | 0 | 313.6041 | 0 | 0 | 0 | 0 | 0 | 0 | 0 | 0 | 0 | 0 | 0.64281 | 4.0033 | 0 | 0
8534 | 2.9609 | 0 | 315.6978 | 0 | 0 | 0 | 0 | 0 | 0 | 0 | 0 | 0 | 0 | 0.65271 | 3.6136 | 0 | 0
8535 | 2.2016 | 0 | 317.2546 | 0 | 0 | 0 | 0 | 0 | 0 | 0 | 0 | 0 | 0 | 0.6684 | 2.87 | 0 | 0
8536 | 1.0649 | 0 | 318.0076 | 0 | 0 | 0 | 0 | 0 | 0 | 0 | 0 | 0 | 0 | 0.71182 | 1.7768 | 0 | 0
8537 | 0 | 0.63538 | 317.1091 | 0 | 0 | 0 | 0 | 0 | 0 | 0 | 0 | 0 | 0 | 0.77086 | 0.13548 | 0 | 0
8538 | 0 | 0.77366 | 316.0149 | 0 | 0 | 0 | 0 | 0 | 0 | 0 | 0 | 0 | 0 | 0.77366 | 0 | 0 | 0
8539 | 0 | 0.76512 | 314.9329 | 0 | 0 | 0 | 0 | 0 | 0 | 0 | 0 | 0 | 0 | 0.76512 | 0 | 0 | 0
8540 | 0 | 0.75184 | 313.8696 | 0 | 0 | 0 | 0 | 0 | 0 | 0 | 0 | 0 | 0 | 0.75184 | 0 | 0 | 0
8541 | 0 | 0.72612 | 312.8428 | 0 | 0 | 0 | 0 | 0 | 0 | 0 | 0 | 0 | 0 | 0.72612 | 0 | 0 | 0
8542 | 0 | 0.68188 | 311.8784 | 0 | 0 | 0 | 0 | 0 | 0 | 0 | 0 | 0 | 0 | 0.68188 | 0 | 0 | 0
8543 | 0 | 0.63613 | 310.9788 | 0 | 0 | 0 | 0 | 0 | 0 | 0 | 0 | 0 | 0 | 0.63613 | 0 | 0 | 0
8544 | 0 | 0.60573 | 310.1222 | 0 | 0 | 0 | 0 | 0 | 0 | 0 | 0 | 0 | 0 | 0.60573 | 0 | 0 | 0
8545 | 0 | 0.58307 | 309.2976 | 0 | 0 | 0 | 0 | 0 | 0 | 0 | 0 | 0 | 0 | 0.58307 | 0 | 0 | 0
8546 | 0 | 0.57267 | 308.4877 | 0 | 0 | 0 | 0 | 0 | 0 | 0 | 0 | 0 | 0 | 0.57267 | 0 | 0 | 0
8547 | 0 | 0.57692 | 307.6718 | 0 | 0 | 0 | 0 | 0 | 0 | 0 | 0 | 0 | 0 | 0.57692 | 0 | 0 | 0
8548 | 0 | 0.59441 | 306.8312 | 0 | 0 | 0 | 0 | 0 | 0 | 0 | 0 | 0 | 0 | 0.59441 | 0 | 0 | 0
8549 | 0 | 0.63026 | 305.9399 | 0 | 0 | 0 | 0 | 0 | 0 | 0 | 0 | 0 | 0 | 0.63026 | 0 | 0 | 0
8550 | 0 | 0.68004 | 304.9782 | 0 | 0 | 0 | 0 | 0 | 0 | 0 | 0 | 0 | 0 | 0.68004 | 0 | 0 | 0
8551 | 0 | 0.72423 | 303.954 | 0 | 0 | 0 | 0 | 0 | 0 | 0 | 0 | 0 | 0 | 0.72423 | 0 | 0 | 0
8552 | 0 | 0.74676 | 302.8979 | 0 | 0 | 0 | 0 | 0 | 0 | 0 | 0 | 0 | 0 | 0.75306 | 0.0063 | 0 | 0
8553 | 0 | 0.54195 | 302.1314 | 0 | 0 | 0 | 0 | 0 | 0 | 0 | 0 | 0 | 0 | 0.7627 | 0.22075 | 0 | 0
8554 | 0 | 0.30896 | 301.6945 | 0 | 0 | 0 | 0 | 0 | 0 | 0 | 0 | 0 | 0 | 0.75609 | 0.44712 | 0 | 0
8555 | 0 | 0.41334 | 301.11 | 0 | 0 | 0 | 0 | 0 | 0 | 0 | 0 | 0 | 0 | 0.74412 | 0.33077 | 0 | 0
8556 | 0 | 0.72149 | 300.0896 | 0 | 0 | 0 | 0 | 0 | 0 | 0 | 0 | 0 | 0 | 0.73217 | 0.010675 | 0 | 0
8557 | 0 | 0.68853 | 299.1159 | 0 | 0 | 0 | 0 | 0 | 0 | 0 | 0 | 0 | 0 | 0.72501 | 0.036475 | 0 | 0
8558 | 0 | 0.67012 | 298.1682 | 0 | 0 | 0 | 0 | 0 | 0 | 0 | 0 | 0 | 0 | 0.72677 | 0.05665 | 0 | 0
8559 | 0 | 0.66426 | 297.2288 | 0 | 0 | 0 | 0 | 0 | 0 | 0 | 0 | 0 | 0 | 0.73667 | 0.0724 | 0 | 0
8560 | 0 | 0.74294 | 296.1781 | 0 | 0 | 0 | 0 | 0 | 0 | 0 | 0 | 0 | 0 | 0.76924 | 0.0263 | 0 | 0
8561 | 0 | 0.82502 | 295.0114 | 0 | 0 | 0 | 0 | 0 | 0 | 0 | 0 | 0 | 0 | 0.82502 | 0 | 0 | 0
8562 | 0 | 0.82658 | 293.8424 | 0 | 0 | 0 | 0 | 0 | 0 | 0 | 0 | 0 | 0 | 0.82658 | 0 | 0 | 0
8563 | 0 | 0.81567 | 292.6889 | 0 | 0 | 0 | 0 | 0 | 0 | 0 | 0 | 0 | 0 | 0.81567 | 0 | 0 | 0
8564 | 0 | 0.79836 | 291.5598 | 0 | 0 | 0 | 0 | 0 | 0 | 0 | 0 | 0 | 0 | 0.79836 | 0 | 0 | 0
8565 | 0 | 0.76963 | 290.4714 | 0 | 0 | 0 | 0 | 0 | 0 | 0 | 0 | 0 | 0 | 0.76963 | 0 | 0 | 0
8566 | 0 | 0.72368 | 289.448 | 0 | 0 | 0 | 0 | 0 | 0 | 0 | 0 | 0 | 0 | 0.72368 | 0 | 0 | 0
8567 | 0 | 0.67342 | 288.4956 | 0 | 0 | 0 | 0 | 0 | 0 | 0 | 0 | 0 | 0 | 0.67342 | 0 | 0 | 0
8568 | 0 | 0.63033 | 287.6042 | 0 | 0 | 0 | 0 | 0 | 0 | 0 | 0 | 0 | 0 | 0.63033 | 0 | 0 | 0
8569 | 0 | 0.60414 | 286.7498 | 0 | 0 | 0 | 0 | 0 | 0 | 0 | 0 | 0 | 0 | 0.60414 | 0 | 0 | 0
8570 | 0 | 0.59444 | 285.9091 | 0 | 0 | 0 | 0 | 0 | 0 | 0 | 0 | 0 | 0 | 0.59444 | 0 | 0 | 0
8571 | 0 | 0.59103 | 285.0733 | 0 | 0 | 0 | 0 | 0 | 0 | 0 | 0 | 0 | 0 | 0.59103 | 0 | 0 | 0
8572 | 0 | 0.60015 | 284.2245 | 0 | 0 | 0 | 0 | 0 | 0 | 0 | 0 | 0 | 0 | 0.60015 | 0 | 0 | 0
8573 | 0 | 0.62709 | 283.3377 | 0 | 0 | 0 | 0 | 0 | 0 | 0 | 0 | 0 | 0 | 0.62709 | 0 | 0 | 0
8574 | 0 | 0.67105 | 282.3887 | 0 | 0 | 0 | 0 | 0 | 0 | 0 | 0 | 0 | 0 | 0.67105 | 0 | 0 | 0
8575 | 0 | 0.69723 | 281.4027 | 0 | 0 | 0 | 0 | 0 | 0 | 0 | 0 | 0 | 0 | 0.69723 | 0 | 0 | 0
8576 | 0 | 0.55536 | 280.6173 | 0 | 0 | 0 | 0 | 0 | 0 | 0 | 0 | 0 | 0 | 0.69608 | 0.14072 | 0 | 0
8577 | 1.1685 | 0 | 281.4435 | 0 | 0 | 0 | 0 | 0 | 0 | 0 | 0 | 0 | 0 | 0.67382 | 1.8423 | 0 | 0
8578 | 2.3544 | 0 | 283.1083 | 0 | 0 | 0 | 0 | 0 | 0 | 0 | 0 | 0 | 0 | 0.66043 | 3.0148 | 0 | 0
8579 | 3.2043 | 0 | 285.374 | 0 | 0 | 0 | 0 | 0 | 0 | 0 | 0 | 0 | 0 | 0.65043 | 3.8547 | 0 | 0
8580 | 3.5519 | 0 | 287.8856 | 0 | 0 | 0 | 0 | 0 | 0 | 0 | 0 | 0 | 0 | 0.6478 | 4.1997 | 0 | 0
8581 | 3.5523 | 0 | 290.3974 | 0 | 0 | 0 | 0 | 0 | 0 | 0 | 0 | 0 | 0 | 0.65688 | 4.2092 | 0 | 0
8582 | 3.1198 | 0 | 292.6034 | 0 | 0 | 0 | 0 | 0 | 0 | 0 | 0 | 0 | 0 | 0.65714 | 3.7769 | 0 | 0
8583 | 2.3207 | 0 | 294.2444 | 0 | 0 | 0 | 0 | 0 | 0 | 0 | 0 | 0 | 0 | 0.67624 | 2.9969 | 0 | 0
8584 | 1.1455 | 0 | 295.0544 | 0 | 0 | 0 | 0 | 0 | 0 | 0 | 0 | 0 | 0 | 0.71506 | 1.8605 | 0 | 0
8585 | 0 | 0.32265 | 294.5981 | 0 | 0 | 0 | 0 | 0 | 0 | 0 | 0 | 0 | 0 | 0.76689 | 0.44425 | 0 | 0
8586 | 0 | 0.75122 | 293.5357 | 0 | 0 | 0 | 0 | 0 | 0 | 0 | 0 | 0 | 0 | 0.75122 | 0 | 0 | 0
8587 | 0 | 0.72948 | 292.504 | 0 | 0 | 0 | 0 | 0 | 0 | 0 | 0 | 0 | 0 | 0.72948 | 0 | 0 | 0
8588 | 0 | 0.71441 | 291.4937 | 0 | 0 | 0 | 0 | 0 | 0 | 0 | 0 | 0 | 0 | 0.71441 | 0 | 0 | 0
8589 | 0 | 0.69824 | 290.5063 | 0 | 0 | 0 | 0 | 0 | 0 | 0 | 0 | 0 | 0 | 0.69824 | 0 | 0 | 0
8590 | 0 | 0.67091 | 289.5574 | 0 | 0 | 0 | 0 | 0 | 0 | 0 | 0 | 0 | 0 | 0.67091 | 0 | 0 | 0
8591 | 0 | 0.6367 | 288.657 | 0 | 0 | 0 | 0 | 0 | 0 | 0 | 0 | 0 | 0 | 0.6367 | 0 | 0 | 0
8592 | 0 | 0.60811 | 287.797 | 0 | 0 | 0 | 0 | 0 | 0 | 0 | 0 | 0 | 0 | 0.60811 | 0 | 0 | 0
8593 | 0 | 0.59108 | 286.9611 | 0 | 0 | 0 | 0 | 0 | 0 | 0 | 0 | 0 | 0 | 0.59108 | 0 | 0 | 0
8594 | 0 | 0.57985 | 286.1411 | 0 | 0 | 0 | 0 | 0 | 0 | 0 | 0 | 0 | 0 | 0.57985 | 0 | 0 | 0
8595 | 0 | 0.56919 | 285.3361 | 0 | 0 | 0 | 0 | 0 | 0 | 0 | 0 | 0 | 0 | 0.56919 | 0 | 0 | 0
8596 | 0 | 0.5711 | 284.5284 | 0 | 0 | 0 | 0 | 0 | 0 | 0 | 0 | 0 | 0 | 0.5711 | 0 | 0 | 0
8597 | 0 | 0.58441 | 283.702 | 0 | 0 | 0 | 0 | 0 | 0 | 0 | 0 | 0 | 0 | 0.58441 | 0 | 0 | 0
8598 | 0 | 0.60589 | 282.8451 | 0 | 0 | 0 | 0 | 0 | 0 | 0 | 0 | 0 | 0 | 0.60589 | 0 | 0 | 0
8599 | 0 | 0.61944 | 281.9691 | 0 | 0 | 0 | 0 | 0 | 0 | 0 | 0 | 0 | 0 | 0.61944 | 0 | 0 | 0
8600 | 0 | 0.49202 | 281.2733 | 0 | 0 | 0 | 0 | 0 | 0 | 0 | 0 | 0 | 0 | 0.61792 | 0.1259 | 0 | 0
8601 | 1.0857 | 0 | 282.0409 | 0 | 0 | 0 | 0 | 0 | 0 | 0 | 0 | 0 | 0 | 0.60204 | 1.6877 | 0 | 0
8602 | 2.1916 | 0 | 283.5907 | 0 | 0 | 0 | 0 | 0 | 0 | 0 | 0 | 0 | 0 | 0.60432 | 2.7959 | 0 | 0
8603 | 1.6578 | 0 | 284.7629 | 0 | 0 | 0 | 0 | 0 | 0 | 0 | 0 | 0 | 0 | 0.60369 | 2.2615 | 0 | 0
8604 | 3.5562 | 0 | 287.2775 | 0 | 0 | 0 | 0 | 0 | 0 | 0 | 0 | 0 | 0 | 0.61022 | 4.1664 | 0 | 0
8605 | 3.5354 | 0 | 289.7774 | 0 | 0 | 0 | 0 | 0 | 0 | 0 | 0 | 0 | 0 | 0.61631 | 4.1517 | 0 | 0
8606 | 3.1475 | 0 | 292.003 | 0 | 0 | 0 | 0 | 0 | 0 | 0 | 0 | 0 | 0 | 0.62101 | 3.7685 | 0 | 0
8607 | 2.3972 | 0 | 293.6981 | 0 | 0 | 0 | 0 | 0 | 0 | 0 | 0 | 0 | 0 | 0.63184 | 3.029 | 0 | 0
8608 | 1.2251 | 0 | 294.5644 | 0 | 0 | 0 | 0 | 0 | 0 | 0 | 0 | 0 | 0 | 0.67306 | 1.8982 | 0 | 0
8609 | 0 | 0.54524 | 293.7933 | 0 | 0 | 0 | 0 | 0 | 0 | 0 | 0 | 0 | 0 | 0.72403 | 0.1788 | 0 | 0
8610 | 0 | 0.724 | 292.7694 | 0 | 0 | 0 | 0 | 0 | 0 | 0 | 0 | 0 | 0 | 0.724 | 0 | 0 | 0
8611 | 0 | 0.71954 | 291.7518 | 0 | 0 | 0 | 0 | 0 | 0 | 0 | 0 | 0 | 0 | 0.71954 | 0 | 0 | 0
8612 | 0 | 0.71339 | 290.743 | 0 | 0 | 0 | 0 | 0 | 0 | 0 | 0 | 0 | 0 | 0.71339 | 0 | 0 | 0
8613 | 0 | 0.69467 | 289.7606 | 0 | 0 | 0 | 0 | 0 | 0 | 0 | 0 | 0 | 0 | 0.69467 | 0 | 0 | 0
8614 | 0 | 0.66127 | 288.8254 | 0 | 0 | 0 | 0 | 0 | 0 | 0 | 0 | 0 | 0 | 0.66127 | 0 | 0 | 0
8615 | 0 | 0.62493 | 287.9416 | 0 | 0 | 0 | 0 | 0 | 0 | 0 | 0 | 0 | 0 | 0.62493 | 0 | 0 | 0
8616 | 0 | 0.59373 | 287.1019 | 0 | 0 | 0 | 0 | 0 | 0 | 0 | 0 | 0 | 0 | 0.59373 | 0 | 0 | 0
8617 | 0 | 0.57962 | 286.2822 | 0 | 0 | 0 | 0 | 0 | 0 | 0 | 0 | 0 | 0 | 0.57962 | 0 | 0 | 0
8618 | 0 | 0.57525 | 285.4687 | 0 | 0 | 0 | 0 | 0 | 0 | 0 | 0 | 0 | 0 | 0.57525 | 0 | 0 | 0
8619 | 0 | 0.57542 | 284.6549 | 0 | 0 | 0 | 0 | 0 | 0 | 0 | 0 | 0 | 0 | 0.57542 | 0 | 0 | 0
8620 | 0 | 0.5895 | 283.8213 | 0 | 0 | 0 | 0 | 0 | 0 | 0 | 0 | 0 | 0 | 0.5895 | 0 | 0 | 0
8621 | 0 | 0.61376 | 282.9533 | 0 | 0 | 0 | 0 | 0 | 0 | 0 | 0 | 0 | 0 | 0.61376 | 0 | 0 | 0
8622 | 0 | 0.66625 | 282.011 | 0 | 0 | 0 | 0 | 0 | 0 | 0 | 0 | 0 | 0 | 0.66625 | 0 | 0 | 0
8623 | 0 | 0.70165 | 281.0188 | 0 | 0 | 0 | 0 | 0 | 0 | 0 | 0 | 0 | 0 | 0.70165 | 0 | 0 | 0
8624 | 0 | 0.30654 | 280.5852 | 0 | 0 | 0 | 0 | 0 | 0 | 0 | 0 | 0 | 0 | 0.71977 | 0.41323 | 0 | 0
8625 | 1.1688 | 0 | 281.4117 | 0 | 0 | 0 | 0 | 0 | 0 | 0 | 0 | 0 | 0 | 0.71109 | 1.8799 | 0 | 0
8626 | 2.3179 | 0 | 283.0507 | 0 | 0 | 0 | 0 | 0 | 0 | 0 | 0 | 0 | 0 | 0.69975 | 3.0177 | 0 | 0
8627 | 3.0439 | 0 | 285.2031 | 0 | 0 | 0 | 0 | 0 | 0 | 0 | 0 | 0 | 0 | 0.69306 | 3.737 | 0 | 0
8628 | 3.3989 | 0 | 287.6065 | 0 | 0 | 0 | 0 | 0 | 0 | 0 | 0 | 0 | 0 | 0.68071 | 4.0796 | 0 | 0
8629 | 3.3906 | 0 | 290.0041 | 0 | 0 | 0 | 0 | 0 | 0 | 0 | 0 | 0 | 0 | 0.68417 | 4.0748 | 0 | 0
8630 | 3.046 | 0 | 292.1579 | 0 | 0 | 0 | 0 | 0 | 0 | 0 | 0 | 0 | 0 | 0.69042 | 3.7365 | 0 | 0
8631 | 2.2837 | 0 | 293.7728 | 0 | 0 | 0 | 0 | 0 | 0 | 0 | 0 | 0 | 0 | 0.71047 | 2.9942 | 0 | 0
8632 | 1.1277 | 0 | 294.5702 | 0 | 0 | 0 | 0 | 0 | 0 | 0 | 0 | 0 | 0 | 0.75607 | 1.8838 | 0 | 0
8633 | 0 | 0.35104 | 294.0738 | 0 | 0 | 0 | 0 | 0 | 0 | 0 | 0 | 0 | 0 | 0.82234 | 0.4713 | 0 | 0
8634 | 0 | 0.82922 | 292.9011 | 0 | 0 | 0 | 0 | 0 | 0 | 0 | 0 | 0 | 0 | 0.82922 | 0 | 0 | 0
8635 | 0 | 0.81679 | 291.7459 | 0 | 0 | 0 | 0 | 0 | 0 | 0 | 0 | 0 | 0 | 0.81679 | 0 | 0 | 0
8636 | 0 | 0.80251 | 290.611 | 0 | 0 | 0 | 0 | 0 | 0 | 0 | 0 | 0 | 0 | 0.80251 | 0 | 0 | 0
8637 | 0 | 0.77409 | 289.5163 | 0 | 0 | 0 | 0 | 0 | 0 | 0 | 0 | 0 | 0 | 0.77409 | 0 | 0 | 0
8638 | 0 | 0.72436 | 288.4919 | 0 | 0 | 0 | 0 | 0 | 0 | 0 | 0 | 0 | 0 | 0.72436 | 0 | 0 | 0
8639 | 0 | 0.67551 | 287.5366 | 0 | 0 | 0 | 0 | 0 | 0 | 0 | 0 | 0 | 0 | 0.67551 | 0 | 0 | 0
8640 | 0 | 0.6406 | 286.6307 | 0 | 0 | 0 | 0 | 0 | 0 | 0 | 0 | 0 | 0 | 0.6406 | 0 | 0 | 0
8641 | 0 | 0.6224 | 285.7504 | 0 | 0 | 0 | 0 | 0 | 0 | 0 | 0 | 0 | 0 | 0.6224 | 0 | 0 | 0
8642 | 0 | 0.61362 | 284.8827 | 0 | 0 | 0 | 0 | 0 | 0 | 0 | 0 | 0 | 0 | 0.61362 | 0 | 0 | 0
8643 | 0 | 0.60805 | 284.0227 | 0 | 0 | 0 | 0 | 0 | 0 | 0 | 0 | 0 | 0 | 0.60805 | 0 | 0 | 0
8644 | 0 | 0.61782 | 283.149 | 0 | 0 | 0 | 0 | 0 | 0 | 0 | 0 | 0 | 0 | 0.61782 | 0 | 0 | 0
8645 | 0 | 0.64356 | 282.2389 | 0 | 0 | 0 | 0 | 0 | 0 | 0 | 0 | 0 | 0 | 0.64356 | 0 | 0 | 0
8646 | 0 | 0.69664 | 281.2537 | 0 | 0 | 0 | 0 | 0 | 0 | 0 | 0 | 0 | 0 | 0.69664 | 0 | 0 | 0
8647 | 0 | 0.72421 | 280.2295 | 0 | 0 | 0 | 0 | 0 | 0 | 0 | 0 | 0 | 0 | 0.72421 | 0 | 0 | 0
8648 | 0 | 0.56697 | 279.4277 | 0 | 0 | 0 | 0 | 0 | 0 | 0 | 0 | 0 | 0 | 0.71029 | 0.14333 | 0 | 0
8649 | 1.2138 | 0 | 280.286 | 0 | 0 | 0 | 0 | 0 | 0 | 0 | 0 | 0 | 0 | 0.68066 | 1.8945 | 0 | 0
8650 | 2.3871 | 0 | 281.974 | 0 | 0 | 0 | 0 | 0 | 0 | 0 | 0 | 0 | 0 | 0.65011 | 3.0372 | 0 | 0
8651 | 3.0912 | 0 | 284.1598 | 0 | 0 | 0 | 0 | 0 | 0 | 0 | 0 | 0 | 0 | 0.63247 | 3.7237 | 0 | 0
8652 | 3.4844 | 0 | 286.6237 | 0 | 0 | 0 | 0 | 0 | 0 | 0 | 0 | 0 | 0 | 0.6217 | 4.1062 | 0 | 0
8653 | 3.481 | 0 | 289.0851 | 0 | 0 | 0 | 0 | 0 | 0 | 0 | 0 | 0 | 0 | 0.62564 | 4.1066 | 0 | 0
8654 | 3.1049 | 0 | 291.2806 | 0 | 0 | 0 | 0 | 0 | 0 | 0 | 0 | 0 | 0 | 0.62982 | 3.7347 | 0 | 0
8655 | 2.3306 | 0 | 292.9286 | 0 | 0 | 0 | 0 | 0 | 0 | 0 | 0 | 0 | 0 | 0.66557 | 2.9962 | 0 | 0
8656 | 0 | 0 | 292.9286 | 0 | 0 | 0 | 0 | 0 | 0 | 0 | 0 | 0 | 0 | 0.72522 | 1.8833 | 0 | 1.158
8657 | 0 | 0.31983 | 292.4763 | 0 | 0 | 0 | 0 | 0 | 0 | 0 | 0 | 0 | 0 | 0.79631 | 0.47647 | 0 | 0
8658 | 0 | 0.80474 | 291.3382 | 0 | 0 | 0 | 0 | 0 | 0 | 0 | 0 | 0 | 0 | 0.80474 | 0 | 0 | 0
8659 | 0 | 0.79683 | 290.2113 | 0 | 0 | 0 | 0 | 0 | 0 | 0 | 0 | 0 | 0 | 0.79683 | 0 | 0 | 0
8660 | 0 | 0.7836 | 289.1031 | 0 | 0 | 0 | 0 | 0 | 0 | 0 | 0 | 0 | 0 | 0.7836 | 0 | 0 | 0
8661 | 0 | 0.75707 | 288.0325 | 0 | 0 | 0 | 0 | 0 | 0 | 0 | 0 | 0 | 0 | 0.75707 | 0 | 0 | 0
8662 | 0 | 0.71522 | 287.021 | 0 | 0 | 0 | 0 | 0 | 0 | 0 | 0 | 0 | 0 | 0.71522 | 0 | 0 | 0
8663 | 0 | 0.66914 | 286.0747 | 0 | 0 | 0 | 0 | 0 | 0 | 0 | 0 | 0 | 0 | 0.66914 | 0 | 0 | 0
8664 | 0 | 0.63383 | 285.1783 | 0 | 0 | 0 | 0 | 0 | 0 | 0 | 0 | 0 | 0 | 0.63383 | 0 | 0 | 0
8665 | 0 | 0.61054 | 284.3149 | 0 | 0 | 0 | 0 | 0 | 0 | 0 | 0 | 0 | 0 | 0.61054 | 0 | 0 | 0
8666 | 0 | 0.5952 | 283.4731 | 0 | 0 | 0 | 0 | 0 | 0 | 0 | 0 | 0 | 0 | 0.5952 | 0 | 0 | 0
8667 | 0 | 0.58951 | 282.6394 | 0 | 0 | 0 | 0 | 0 | 0 | 0 | 0 | 0 | 0 | 0.58951 | 0 | 0 | 0
8668 | 0 | 0.59446 | 281.7987 | 0 | 0 | 0 | 0 | 0 | 0 | 0 | 0 | 0 | 0 | 0.59446 | 0 | 0 | 0
8669 | 0 | 0.61407 | 280.9303 | 0 | 0 | 0 | 0 | 0 | 0 | 0 | 0 | 0 | 0 | 0.61407 | 0 | 0 | 0
8670 | 0 | 0.64575 | 280.0171 | 0 | 0 | 0 | 0 | 0 | 0 | 0 | 0 | 0 | 0 | 0.64575 | 0 | 0 | 0
8671 | 0 | 0.65998 | 279.0837 | 0 | 0 | 0 | 0 | 0 | 0 | 0 | 0 | 0 | 0 | 0.65998 | 0 | 0 | 0
8672 | 0 | 0.52399 | 278.3427 | 0 | 0 | 0 | 0 | 0 | 0 | 0 | 0 | 0 | 0 | 0.64994 | 0.12595 | 0 | 0
8673 | 1.1632 | 0 | 279.1652 | 0 | 0 | 0 | 0 | 0 | 0 | 0 | 0 | 0 | 0 | 0.62079 | 1.7839 | 0 | 0
8674 | 2.3723 | 0 | 280.8426 | 0 | 0 | 0 | 0 | 0 | 0 | 0 | 0 | 0 | 0 | 0.60055 | 2.9729 | 0 | 0
8675 | 3.1724 | 0 | 283.0859 | 0 | 0 | 0 | 0 | 0 | 0 | 0 | 0 | 0 | 0 | 0.58635 | 3.7588 | 0 | 0
8676 | 3.563 | 0 | 285.6053 | 0 | 0 | 0 | 0 | 0 | 0 | 0 | 0 | 0 | 0 | 0.57313 | 4.1361 | 0 | 0
8677 | 3.5882 | 0 | 288.1425 | 0 | 0 | 0 | 0 | 0 | 0 | 0 | 0 | 0 | 0 | 0.57161 | 4.1598 | 0 | 0
8678 | 3.2198 | 0 | 290.4193 | 0 | 0 | 0 | 0 | 0 | 0 | 0 | 0 | 0 | 0 | 0.58634 | 3.8062 | 0 | 0
8679 | 2.4476 | 0 | 292.15 | 0 | 0 | 0 | 0 | 0 | 0 | 0 | 0 | 0 | 0 | 0.61573 | 3.0633 | 0 | 0
8680 | 1.2674 | 0 | 293.0462 | 0 | 0 | 0 | 0 | 0 | 0 | 0 | 0 | 0 | 0 | 0.67562 | 1.943 | 0 | 0
8681 | 0 | 0.25093 | 292.6913 | 0 | 0 | 0 | 0 | 0 | 0 | 0 | 0 | 0 | 0 | 0.75463 | 0.5037 | 0 | 0
8682 | 0 | 0.7663 | 291.6076 | 0 | 0 | 0 | 0 | 0 | 0 | 0 | 0 | 0 | 0 | 0.7663 | 0 | 0 | 0
8683 | 0 | 0.76027 | 290.5324 | 0 | 0 | 0 | 0 | 0 | 0 | 0 | 0 | 0 | 0 | 0.76027 | 0 | 0 | 0
8684 | 0 | 0.74946 | 289.4725 | 0 | 0 | 0 | 0 | 0 | 0 | 0 | 0 | 0 | 0 | 0.74946 | 0 | 0 | 0
8685 | 0 | 0.72672 | 288.4448 | 0 | 0 | 0 | 0 | 0 | 0 | 0 | 0 | 0 | 0 | 0.72672 | 0 | 0 | 0
8686 | 0 | 0.68868 | 287.4708 | 0 | 0 | 0 | 0 | 0 | 0 | 0 | 0 | 0 | 0 | 0.68868 | 0 | 0 | 0
8687 | 0 | 0.64902 | 286.553 | 0 | 0 | 0 | 0 | 0 | 0 | 0 | 0 | 0 | 0 | 0.64902 | 0 | 0 | 0
8688 | 0 | 0.61566 | 285.6823 | 0 | 0 | 0 | 0 | 0 | 0 | 0 | 0 | 0 | 0 | 0.61566 | 0 | 0 | 0
8689 | 0 | 0.59239 | 284.8446 | 0 | 0 | 0 | 0 | 0 | 0 | 0 | 0 | 0 | 0 | 0.59239 | 0 | 0 | 0
8690 | 0 | 0.57888 | 284.0259 | 0 | 0 | 0 | 0 | 0 | 0 | 0 | 0 | 0 | 0 | 0.57888 | 0 | 0 | 0
8691 | 0 | 0.57225 | 283.2166 | 0 | 0 | 0 | 0 | 0 | 0 | 0 | 0 | 0 | 0 | 0.57225 | 0 | 0 | 0
8692 | 0 | 0.57368 | 282.4053 | 0 | 0 | 0 | 0 | 0 | 0 | 0 | 0 | 0 | 0 | 0.57368 | 0 | 0 | 0
8693 | 0 | 0.58647 | 281.5759 | 0 | 0 | 0 | 0 | 0 | 0 | 0 | 0 | 0 | 0 | 0.58647 | 0 | 0 | 0
8694 | 0 | 0.61079 | 280.7121 | 0 | 0 | 0 | 0 | 0 | 0 | 0 | 0 | 0 | 0 | 0.61079 | 0 | 0 | 0
8695 | 0 | 0.62061 | 279.8344 | 0 | 0 | 0 | 0 | 0 | 0 | 0 | 0 | 0 | 0 | 0.62061 | 0 | 0 | 0
8696 | 0 | 0.49779 | 279.1305 | 0 | 0 | 0 | 0 | 0 | 0 | 0 | 0 | 0 | 0 | 0.62209 | 0.1243 | 0 | 0
8697 | 1.2283 | 0 | 279.999 | 0 | 0 | 0 | 0 | 0 | 0 | 0 | 0 | 0 | 0 | 0.61645 | 1.8447 | 0 | 0
8698 | 2.3607 | 0 | 281.6682 | 0 | 0 | 0 | 0 | 0 | 0 | 0 | 0 | 0 | 0 | 0.60622 | 2.9669 | 0 | 0
8699 | 3.0424 | 0 | 283.8196 | 0 | 0 | 0 | 0 | 0 | 0 | 0 | 0 | 0 | 0 | 0.59992 | 3.6423 | 0 | 0
8700 | 3.3883 | 0 | 286.2155 | 0 | 0 | 0 | 0 | 0 | 0 | 0 | 0 | 0 | 0 | 0.61254 | 4.0008 | 0 | 0
8701 | 3.3842 | 0 | 288.6084 | 0 | 0 | 0 | 0 | 0 | 0 | 0 | 0 | 0 | 0 | 0.61203 | 3.9962 | 0 | 0
8702 | 3.0436 | 0 | 290.7606 | 0 | 0 | 0 | 0 | 0 | 0 | 0 | 0 | 0 | 0 | 0.62723 | 3.6708 | 0 | 0
8703 | 1.7466 | 0 | 291.9956 | 0 | 0 | 0 | 0 | 0 | 0 | 0 | 0 | 0 | 0 | 0.65384 | 2.4005 | 0 | 0
8704 | 0.76105 | 0 | 292.5337 | 0 | 0 | 0 | 0 | 0 | 0 | 0 | 0 | 0 | 0 | 0.70125 | 1.4623 | 0 | 0
8705 | 0 | 0.42076 | 291.9387 | 0 | 0 | 0 | 0 | 0 | 0 | 0 | 0 | 0 | 0 | 0.76654 | 0.34577 | 0 | 0
8706 | 0 | 0.77222 | 290.8466 | 0 | 0 | 0 | 0 | 0 | 0 | 0 | 0 | 0 | 0 | 0.77222 | 0 | 0 | 0
8707 | 0 | 0.76284 | 289.7678 | 0 | 0 | 0 | 0 | 0 | 0 | 0 | 0 | 0 | 0 | 0.76284 | 0 | 0 | 0
8708 | 0 | 0.74618 | 288.7125 | 0 | 0 | 0 | 0 | 0 | 0 | 0 | 0 | 0 | 0 | 0.74618 | 0 | 0 | 0
8709 | 0 | 0.71817 | 287.6969 | 0 | 0 | 0 | 0 | 0 | 0 | 0 | 0 | 0 | 0 | 0.71817 | 0 | 0 | 0
8710 | 0 | 0.67317 | 286.7449 | 0 | 0 | 0 | 0 | 0 | 0 | 0 | 0 | 0 | 0 | 0.67317 | 0 | 0 | 0
8711 | 0 | 0.62845 | 285.8561 | 0 | 0 | 0 | 0 | 0 | 0 | 0 | 0 | 0 | 0 | 0.62845 | 0 | 0 | 0
8712 | 0 | 0.59615 | 285.013 | 0 | 0 | 0 | 0 | 0 | 0 | 0 | 0 | 0 | 0 | 0.59615 | 0 | 0 | 0
8713 | 0 | 0.57522 | 284.1995 | 0 | 0 | 0 | 0 | 0 | 0 | 0 | 0 | 0 | 0 | 0.57522 | 0 | 0 | 0
8714 | 0 | 0.5642 | 283.4016 | 0 | 0 | 0 | 0 | 0 | 0 | 0 | 0 | 0 | 0 | 0.5642 | 0 | 0 | 0
8715 | 0 | 0.56241 | 282.6063 | 0 | 0 | 0 | 0 | 0 | 0 | 0 | 0 | 0 | 0 | 0.56241 | 0 | 0 | 0
8716 | 0 | 0.5768 | 281.7906 | 0 | 0 | 0 | 0 | 0 | 0 | 0 | 0 | 0 | 0 | 0.5768 | 0 | 0 | 0
8717 | 0 | 0.61186 | 280.9253 | 0 | 0 | 0 | 0 | 0 | 0 | 0 | 0 | 0 | 0 | 0.61186 | 0 | 0 | 0
8718 | 0 | 0.6688 | 279.9794 | 0 | 0 | 0 | 0 | 0 | 0 | 0 | 0 | 0 | 0 | 0.6688 | 0 | 0 | 0
8719 | 0 | 0.70312 | 278.9851 | 0 | 0 | 0 | 0 | 0 | 0 | 0 | 0 | 0 | 0 | 0.70312 | 0 | 0 | 0
8720 | 0 | 0.71225 | 277.9778 | 0 | 0 | 0 | 0 | 0 | 0 | 0 | 0 | 0 | 0 | 0.71225 | 0 | 0 | 0
8721 | 0 | 0.61477 | 277.1084 | 0 | 0 | 0 | 0 | 0 | 0 | 0 | 0 | 0 | 0 | 0.69892 | 0.08415 | 0 | 0
8722 | 0 | 0.49026 | 276.415 | 0 | 0 | 0 | 0 | 0 | 0 | 0 | 0 | 0 | 0 | 0.68261 | 0.19235 | 0 | 0
8723 | 0 | 0.52169 | 275.6772 | 0 | 0 | 0 | 0 | 0 | 0 | 0 | 0 | 0 | 0 | 0.66736 | 0.14567 | 0 | 0
8724 | 0 | 0.4871 | 274.9884 | 0 | 0 | 0 | 0 | 0 | 0 | 0 | 0 | 0 | 0 | 0.65765 | 0.17055 | 0 | 0
8725 | 0 | 0 | 274.9884 | 0 | 0 | 0 | 0 | 0 | 0 | 0 | 0 | 0 | 0 | 0.653 | 0.67545 | 0 | 0.022453
8726 | 0 | 0.32383 | 274.5304 | 0 | 0 | 0 | 0 | 0 | 0 | 0 | 0 | 0 | 0 | 0.65786 | 0.33403 | 0 | 0
8727 | 0 | 0.15734 | 274.3079 | 0 | 0 | 0 | 0 | 0 | 0 | 0 | 0 | 0 | 0 | 0.68469 | 0.52735 | 0 | 0
8728 | 0 | 0.458 | 273.6602 | 0 | 0 | 0 | 0 | 0 | 0 | 0 | 0 | 0 | 0 | 0.73328 | 0.27527 | 0 | 0
8729 | 0 | 0.781 | 272.5557 | 0 | 0 | 0 | 0 | 0 | 0 | 0 | 0 | 0 | 0 | 0.80262 | 0.021625 | 0 | 0
8730 | 0 | 0.80912 | 271.4114 | 0 | 0 | 0 | 0 | 0 | 0 | 0 | 0 | 0 | 0 | 0.80912 | 0 | 0 | 0
8731 | 0 | 0.7974 | 270.2837 | 0 | 0 | 0 | 0 | 0 | 0 | 0 | 0 | 0 | 0 | 0.7974 | 0 | 0 | 0
8732 | 0 | 0.77949 | 269.1814 | 0 | 0 | 0 | 0 | 0 | 0 | 0 | 0 | 0 | 0 | 0.77949 | 0 | 0 | 0
8733 | 0 | 0.74687 | 268.1251 | 0 | 0 | 0 | 0 | 0 | 0 | 0 | 0 | 0 | 0 | 0.74687 | 0 | 0 | 0
8734 | 0 | 0.69818 | 267.1378 | 0 | 0 | 0 | 0 | 0 | 0 | 0 | 0 | 0 | 0 | 0.69818 | 0 | 0 | 0
8735 | 0 | 0.64928 | 266.2195 | 0 | 0 | 0 | 0 | 0 | 0 | 0 | 0 | 0 | 0 | 0.64928 | 0 | 0 | 0
8736 | 0 | 0.61577 | 265.3487 | 0 | 0 | 0 | 0 | 0 | 0 | 0 | 0 | 0 | 0 | 0.61577 | 0 | 0 | 0
8737 | 0 | 0.59098 | 264.5129 | 0 | 0 | 0 | 0 | 0 | 0 | 0 | 0 | 0 | 0 | 0.59098 | 0 | 0 | 0
8738 | 0 | 0.5776 | 263.6961 | 0 | 0 | 0 | 0 | 0 | 0 | 0 | 0 | 0 | 0 | 0.5776 | 0 | 0 | 0
8739 | 0 | 0.57382 | 262.8846 | 0 | 0 | 0 | 0 | 0 | 0 | 0 | 0 | 0 | 0 | 0.57382 | 0 | 0 | 0
8740 | 0 | 0.58466 | 262.0577 | 0 | 0 | 0 | 0 | 0 | 0 | 0 | 0 | 0 | 0 | 0.58466 | 0 | 0 | 0
8741 | 0 | 0.61599 | 261.1866 | 0 | 0 | 0 | 0 | 0 | 0 | 0 | 0 | 0 | 0 | 0.61599 | 0 | 0 | 0
8742 | 0 | 0.66301 | 260.249 | 0 | 0 | 0 | 0 | 0 | 0 | 0 | 0 | 0 | 0 | 0.66301 | 0 | 0 | 0
8743 | 0 | 0.68215 | 259.2843 | 0 | 0 | 0 | 0 | 0 | 0 | 0 | 0 | 0 | 0 | 0.68215 | 0 | 0 | 0
8744 | 0 | 0.674 | 258.3311 | 0 | 0 | 0 | 0 | 0 | 0 | 0 | 0 | 0 | 0 | 0.674 | 0 | 0 | 0
8745 | 0 | 0.42818 | 257.7255 | 0 | 0 | 0 | 0 | 0 | 0 | 0 | 0 | 0 | 0 | 0.65106 | 0.22287 | 0 | 0
8746 | 0 | 0.14805 | 257.5162 | 0 | 0 | 0 | 0 | 0 | 0 | 0 | 0 | 0 | 0 | 0.6346 | 0.48655 | 0 | 0
8747 | 0 | 0 | 257.5162 | 0 | 0 | 0 | 0 | 0 | 0 | 0 | 0 | 0 | 0 | 0.62233 | 0.6787 | 0 | 0.056373
8748 | 0 | 0 | 257.5162 | 0 | 0 | 0 | 0 | 0 | 0 | 0 | 0 | 0 | 0 | 0.61185 | 0.7855 | 0 | 0.17365
8749 | 0 | 0 | 257.5162 | 0 | 0 | 0 | 0 | 0 | 0 | 0 | 0 | 0 | 0 | 0.61484 | 0.7955 | 0 | 0.18066
8750 | 0 | 0 | 257.5162 | 0 | 0 | 0 | 0 | 0 | 0 | 0 | 0 | 0 | 0 | 0.62106 | 0.6782 | 0 | 0.057141
8751 | 0 | 0.14119 | 257.3165 | 0 | 0 | 0 | 0 | 0 | 0 | 0 | 0 | 0 | 0 | 0.64124 | 0.50005 | 0 | 0
8752 | 0 | 0.42939 | 256.7092 | 0 | 0 | 0 | 0 | 0 | 0 | 0 | 0 | 0 | 0 | 0.69052 | 0.26112 | 0 | 0
8753 | 0 | 0.29246 | 256.2956 | 0 | 0 | 0 | 0 | 0 | 0 | 0 | 0 | 0 | 0 | 0.76111 | 0.46865 | 0 | 0
8754 | 0 | 0.75725 | 255.2247 | 0 | 0 | 0 | 0 | 0 | 0 | 0 | 0 | 0 | 0 | 0.75725 | 0 | 0 | 0
8755 | 0 | 0.73238 | 254.189 | 0 | 0 | 0 | 0 | 0 | 0 | 0 | 0 | 0 | 0 | 0.73238 | 0 | 0 | 0
8756 | 0 | 0.70718 | 253.1889 | 0 | 0 | 0 | 0 | 0 | 0 | 0 | 0 | 0 | 0 | 0.70718 | 0 | 0 | 0
8757 | 0 | 0.68188 | 252.2246 | 0 | 0 | 0 | 0 | 0 | 0 | 0 | 0 | 0 | 0 | 0.68188 | 0 | 0 | 0
8758 | 0 | 0.6574 | 251.2949 | 0 | 0 | 0 | 0 | 0 | 0 | 0 | 0 | 0 | 0 | 0.6574 | 0 | 0 | 0
8759 | 0 | 0.63463 | 250.3974 | 0 | 0 | 0 | 0 | 0 | 0 | 0 | 0 | 0 | 0 | 0.63463 | 0 | 0 | 0
8760 | 0 | 0.28098 | 250 | 0 | 0 | 0 | 0 | 0 | 0 | 0 | 0 | 0 | 0 | 0.28098 | 0 | 0 | 0