## Storage_dispatch_results_JustTe
Run on a MSNT machine on 06/29/18 19:04:54.
Optimal solution found within time limit: | Yes
Renewable Capacity (MW) | 200
Renewable Penetration for Input (%) | 0.38
hydrogen use | 1
actual operating profit | -29366142.01
total electricity input (MWh) | 788406.31
total electricity output (MWh) | 0
output to input ratio | 0
input capacity factor | 0.9
output capacity factor | 0
average regup (MW) | 0
average regdn (MW) | 0
average spinres (MW) | 0
average nonspinres (MW) | 0
number of input power system starts | 8760
number of output power system starts | 8760
arbitrage revenue ($) | -41943123.72
regup revenue ($) | 0
regdn revenue ($) | 0
spinres revenue ($) | 0
nonspinres revenue ($) | 0
hydrogen revenue ($) | 87116718.96
REC revenue ($) | 1496128.29 | [16 empty] | 33811663.1154
LCFS revenue ($) | 27363771.54
startup costs ($) | 0 | [19 empty] | 13099177.7047
| 788402.7 | [12 empty] | 426460.99 |  |  | 13099177.7047 | 14264029.7861 | 301783.6 |  | 14264029.7861
Interval | In Pwr (MW) | Out Pwr (MW) | Storage Lvl (MW-h) | In Reg Up (MW) | Out Reg Up (MW) | In Reg Dn (MW) | Out Reg Dn (MW) | In Spin (MW) | Out Spin (MW) | In Nonspin (MW) | Out Nonspin (MW) | H2 Out (kg) | Non-Ren In (MW) | Ren In (MW) | Ren Sold (MW) | Curt (MW) |  |  |  | 27363207.4908 | 27363758.88 | -551.3892
1 | 86.13 | 0 | 397.63 | 0 | 0 | 0 | 0 | 0 | 0 | 0 | 0 | 1657.47 | 86.13 | 0 | 0 | 0 | 1495.3399 | 0 | 0 | 1495.3399 | 1495.4 | -0.060079
2 | 86.13 | 0 | 395.25 | 0 | 0 | 0 | 0 | 0 | 0 | 0 | 0 | 1657.47 | 86.13 | 0 | 0 | 0 | 1495.3399 | 0 | 0 | 1495.3399 | 1495.4 | -0.060079
3 | 86.13 | 0 | 392.88 | 0 | 0 | 0 | 0 | 0 | 0 | 0 | 0 | 1657.47 | 86.13 | 0 | 0 | 0 | 1495.3399 | 0 | 0 | 1495.3399 | 1495.4 | -0.060079
4 | 86.13 | 0 | 390.5 | 0 | 0 | 0 | 0 | 0 | 0 | 0 | 0 | 1657.47 | 86.13 | 0 | 0 | 0 | 1495.3399 | 0 | 0 | 1495.3399 | 1495.4 | -0.060079
5 | 86.13 | 0 | 388.13 | 0 | 0 | 0 | 0 | 0 | 0 | 0 | 0 | 1657.47 | 86.13 | 0 | 0 | 0 | 1495.3399 | 0 | 0 | 1495.3399 | 1495.4 | -0.060079
6 | 86.13 | 0 | 385.75 | 0 | 0 | 0 | 0 | 0 | 0 | 0 | 0 | 1657.47 | 86.13 | 0 | 0 | 0 | 1495.3399 | 0 | 0 | 1495.3399 | 1495.4 | -0.060079
7 | 86.13 | 0 | 383.38 | 0 | 0 | 0 | 0 | 0 | 0 | 0 | 0 | 1657.47 | 86.13 | 0 | 0 | 0 | 1495.3399 | 0 | 0 | 1495.3399 | 1495.4 | -0.060079
8 | 86.13 | 0 | 381 | 0 | 0 | 0 | 0 | 0 | 0 | 0 | 0 | 1657.47 | 86.13 | 0 | 0 | 0 | 1495.3399 | 0 | 0 | 1495.3399 | 1495.4 | -0.060079
9 | 100 | 0 | 387.14 | 0 | 0 | 0 | 0 | 0 | 0 | 0 | 0 | 1657.47 | 33.12 | 66.88 | 0 | 0 | 1495.3399 | 3161.1337 | 66.88 | 4656.4736 | 4656.63 | -0.15637
10 | 100 | 0 | 393.28 | 0 | 0 | 0 | 0 | 0 | 0 | 0 | 0 | 1657.47 | 49.18 | 50.82 | 0 | 0 | 1495.3399 | 2402.0457 | 50.82 | 3897.3856 | 3897.64 | -0.2544
11 | 100 | 0 | 399.41 | 0 | 0 | 0 | 0 | 0 | 0 | 0 | 0 | 1657.47 | 32.8 | 67.2 | 0 | 0 | 1495.3399 | 3176.2588 | 67.2 | 4671.5987 | 4671.85 | -0.25132
12 | 100 | 0 | 405.55 | 0 | 0 | 0 | 0 | 0 | 0 | 0 | 0 | 1657.47 | 23.6 | 76.4 | 0 | 0 | 1495.3399 | 3611.1037 | 76.4 | 5106.4436 | 5106.41 | 0.033624
13 | 100 | 0 | 411.68 | 0 | 0 | 0 | 0 | 0 | 0 | 0 | 0 | 1657.47 | 0 | 184.59 | 84.59 | 0 | 1495.3399 | 4726.5755 | 100 | 6221.9154 | 6221.98 | -0.064551
14 | 100 | 0 | 417.82 | 0 | 0 | 0 | 0 | 0 | 0 | 0 | 0 | 1657.47 | 0 | 170.28 | 70.28 | 0 | 1495.3399 | 4726.5755 | 100 | 6221.9154 | 6221.98 | -0.064551
15 | 100 | 0 | 423.96 | 0 | 0 | 0 | 0 | 0 | 0 | 0 | 0 | 1657.47 | 0 | 138.63 | 38.63 | 0 | 1495.3399 | 4726.5755 | 100 | 6221.9154 | 6221.98 | -0.064551
16 | 100 | 0 | 430.09 | 0 | 0 | 0 | 0 | 0 | 0 | 0 | 0 | 1657.47 | 9.55 | 90.45 | 0 | 0 | 1495.3399 | 4275.1876 | 90.45 | 5770.5275 | 5770.59 | -0.062514
17 | 100 | 0 | 436.23 | 0 | 0 | 0 | 0 | 0 | 0 | 0 | 0 | 1657.47 | 74.01 | 25.99 | 0 | 0 | 1495.3399 | 1228.437 | 25.99 | 2723.7769 | 2723.65 | 0.1269
18 | 86.13 | 0 | 433.85 | 0 | 0 | 0 | 0 | 0 | 0 | 0 | 0 | 1657.47 | 86.13 | 0 | 0 | 0 | 1495.3399 | 0 | 0 | 1495.3399 | 1495.4 | -0.060079
19 | 86.13 | 0 | 431.48 | 0 | 0 | 0 | 0 | 0 | 0 | 0 | 0 | 1657.47 | 86.13 | 0 | 0 | 0 | 1495.3399 | 0 | 0 | 1495.3399 | 1495.4 | -0.060079
20 | 86.13 | 0 | 429.1 | 0 | 0 | 0 | 0 | 0 | 0 | 0 | 0 | 1657.47 | 86.13 | 0 | 0 | 0 | 1495.3399 | 0 | 0 | 1495.3399 | 1495.4 | -0.060079
21 | 86.13 | 0 | 426.73 | 0 | 0 | 0 | 0 | 0 | 0 | 0 | 0 | 1657.47 | 86.13 | 0 | 0 | 0 | 1495.3399 | 0 | 0 | 1495.3399 | 1495.4 | -0.060079
22 | 86.13 | 0 | 424.36 | 0 | 0 | 0 | 0 | 0 | 0 | 0 | 0 | 1657.47 | 86.13 | 0 | 0 | 0 | 1495.3399 | 0 | 0 | 1495.3399 | 1495.4 | -0.060079
23 | 86.13 | 0 | 421.98 | 0 | 0 | 0 | 0 | 0 | 0 | 0 | 0 | 1657.47 | 86.13 | 0 | 0 | 0 | 1495.3399 | 0 | 0 | 1495.3399 | 1495.4 | -0.060079
24 | 86.13 | 0 | 419.61 | 0 | 0 | 0 | 0 | 0 | 0 | 0 | 0 | 1657.47 | 86.13 | 0 | 0 | 0 | 1495.3399 | 0 | 0 | 1495.3399 | 1495.4 | -0.060079
25 | 86.13 | 0 | 417.23 | 0 | 0 | 0 | 0 | 0 | 0 | 0 | 0 | 1657.47 | 86.13 | 0 | 0 | 0 | 1495.3399 | 0 | 0 | 1495.3399 | 1495.4 | -0.060079
26 | 86.13 | 0 | 414.86 | 0 | 0 | 0 | 0 | 0 | 0 | 0 | 0 | 1657.47 | 86.13 | 0 | 0 | 0 | 1495.3399 | 0 | 0 | 1495.3399 | 1495.4 | -0.060079
27 | 86.13 | 0 | 412.48 | 0 | 0 | 0 | 0 | 0 | 0 | 0 | 0 | 1657.47 | 86.13 | 0 | 0 | 0 | 1495.3399 | 0 | 0 | 1495.3399 | 1495.4 | -0.060079
28 | 86.13 | 0 | 410.11 | 0 | 0 | 0 | 0 | 0 | 0 | 0 | 0 | 1657.47 | 86.13 | 0 | 0 | 0 | 1495.3399 | 0 | 0 | 1495.3399 | 1495.4 | -0.060079
29 | 86.13 | 0 | 407.73 | 0 | 0 | 0 | 0 | 0 | 0 | 0 | 0 | 1657.47 | 86.13 | 0 | 0 | 0 | 1495.3399 | 0 | 0 | 1495.3399 | 1495.4 | -0.060079
30 | 86.13 | 0 | 405.36 | 0 | 0 | 0 | 0 | 0 | 0 | 0 | 0 | 1657.47 | 86.13 | 0 | 0 | 0 | 1495.3399 | 0 | 0 | 1495.3399 | 1495.4 | -0.060079
31 | 86.13 | 0 | 402.98 | 0 | 0 | 0 | 0 | 0 | 0 | 0 | 0 | 1657.47 | 86.13 | 0 | 0 | 0 | 1495.3399 | 0 | 0 | 1495.3399 | 1495.4 | -0.060079
32 | 86.13 | 0 | 400.61 | 0 | 0 | 0 | 0 | 0 | 0 | 0 | 0 | 1657.47 | 86.13 | 0 | 0 | 0 | 1495.3399 | 0 | 0 | 1495.3399 | 1495.4 | -0.060079
33 | 95.43 | 0 | 403.94 | 0 | 0 | 0 | 0 | 0 | 0 | 0 | 0 | 1657.47 | 86.13 | 9.3 | 0 | 0 | 1495.3399 | 439.5715 | 9.3 | 1934.9114 | 1934.97 | -0.058555
34 | 100 | 0 | 410.08 | 0 | 0 | 0 | 0 | 0 | 0 | 0 | 0 | 1657.47 | 78.76 | 21.24 | 0 | 0 | 1495.3399 | 1003.9246 | 21.24 | 2499.2646 | 2499.42 | -0.15544
35 | 100 | 0 | 416.21 | 0 | 0 | 0 | 0 | 0 | 0 | 0 | 0 | 1657.47 | 49.66 | 50.34 | 0 | 0 | 1495.3399 | 2379.3581 | 50.34 | 3874.698 | 3874.95 | -0.25196
36 | 100 | 0 | 422.35 | 0 | 0 | 0 | 0 | 0 | 0 | 0 | 0 | 1657.47 | 0 | 177.15 | 77.15 | 0 | 1495.3399 | 4726.5755 | 100 | 6221.9154 | 6221.98 | -0.064551
37 | 100 | 0 | 428.49 | 0 | 0 | 0 | 0 | 0 | 0 | 0 | 0 | 1657.47 | 7.23 | 92.77 | 0 | 0 | 1495.3399 | 4384.8441 | 92.77 | 5880.184 | 5880.44 | -0.25596
38 | 100 | 0 | 434.62 | 0 | 0 | 0 | 0 | 0 | 0 | 0 | 0 | 1657.47 | 0 | 111.28 | 11.28 | 0 | 1495.3399 | 4726.5755 | 100 | 6221.9154 | 6221.98 | -0.064551
39 | 100 | 0 | 440.76 | 0 | 0 | 0 | 0 | 0 | 0 | 0 | 0 | 1657.47 | 53.31 | 46.69 | 0 | 0 | 1495.3399 | 2206.8381 | 46.69 | 3702.178 | 3702.43 | -0.25197
40 | 100 | 0 | 446.89 | 0 | 0 | 0 | 0 | 0 | 0 | 0 | 0 | 1657.47 | 72.6 | 27.4 | 0 | 0 | 1495.3399 | 1295.0817 | 27.4 | 2790.4216 | 2790.3 | 0.12162
41 | 89.94 | 0 | 446.86 | 0 | 0 | 0 | 0 | 0 | 0 | 0 | 0 | 1657.47 | 86.13 | 3.81 | 0 | 0 | 1495.3399 | 180.0825 | 3.81 | 1675.4224 | 1675.39 | 0.032448
42 | 86.13 | 0 | 444.48 | 0 | 0 | 0 | 0 | 0 | 0 | 0 | 0 | 1657.47 | 86.13 | 0 | 0 | 0 | 1495.3399 | 0 | 0 | 1495.3399 | 1495.4 | -0.060079
43 | 86.13 | 0 | 442.11 | 0 | 0 | 0 | 0 | 0 | 0 | 0 | 0 | 1657.47 | 86.13 | 0 | 0 | 0 | 1495.3399 | 0 | 0 | 1495.3399 | 1495.4 | -0.060079
44 | 86.13 | 0 | 439.73 | 0 | 0 | 0 | 0 | 0 | 0 | 0 | 0 | 1657.47 | 86.13 | 0 | 0 | 0 | 1495.3399 | 0 | 0 | 1495.3399 | 1495.4 | -0.060079
45 | 86.13 | 0 | 437.36 | 0 | 0 | 0 | 0 | 0 | 0 | 0 | 0 | 1657.47 | 86.13 | 0 | 0 | 0 | 1495.3399 | 0 | 0 | 1495.3399 | 1495.4 | -0.060079
46 | 86.13 | 0 | 434.98 | 0 | 0 | 0 | 0 | 0 | 0 | 0 | 0 | 1657.47 | 86.13 | 0 | 0 | 0 | 1495.3399 | 0 | 0 | 1495.3399 | 1495.4 | -0.060079
47 | 86.13 | 0 | 432.61 | 0 | 0 | 0 | 0 | 0 | 0 | 0 | 0 | 1657.47 | 86.13 | 0 | 0 | 0 | 1495.3399 | 0 | 0 | 1495.3399 | 1495.4 | -0.060079
48 | 86.13 | 0 | 430.23 | 0 | 0 | 0 | 0 | 0 | 0 | 0 | 0 | 1657.47 | 86.13 | 0 | 0 | 0 | 1495.3399 | 0 | 0 | 1495.3399 | 1495.4 | -0.060079
49 | 86.13 | 0 | 427.86 | 0 | 0 | 0 | 0 | 0 | 0 | 0 | 0 | 1657.47 | 86.13 | 0 | 0 | 0 | 1495.3399 | 0 | 0 | 1495.3399 | 1495.4 | -0.060079
50 | 86.13 | 0 | 425.49 | 0 | 0 | 0 | 0 | 0 | 0 | 0 | 0 | 1657.47 | 86.13 | 0 | 0 | 0 | 1495.3399 | 0 | 0 | 1495.3399 | 1495.4 | -0.060079
51 | 86.13 | 0 | 423.11 | 0 | 0 | 0 | 0 | 0 | 0 | 0 | 0 | 1657.47 | 86.13 | 0 | 0 | 0 | 1495.3399 | 0 | 0 | 1495.3399 | 1495.4 | -0.060079
52 | 86.13 | 0 | 420.74 | 0 | 0 | 0 | 0 | 0 | 0 | 0 | 0 | 1657.47 | 86.13 | 0 | 0 | 0 | 1495.3399 | 0 | 0 | 1495.3399 | 1495.4 | -0.060079
53 | 86.13 | 0 | 418.36 | 0 | 0 | 0 | 0 | 0 | 0 | 0 | 0 | 1657.47 | 86.13 | 0 | 0 | 0 | 1495.3399 | 0 | 0 | 1495.3399 | 1495.4 | -0.060079
54 | 86.13 | 0 | 415.99 | 0 | 0 | 0 | 0 | 0 | 0 | 0 | 0 | 1657.47 | 86.13 | 0 | 0 | 0 | 1495.3399 | 0 | 0 | 1495.3399 | 1495.4 | -0.060079
55 | 86.13 | 0 | 413.61 | 0 | 0 | 0 | 0 | 0 | 0 | 0 | 0 | 1657.47 | 86.13 | 0 | 0 | 0 | 1495.3399 | 0 | 0 | 1495.3399 | 1495.4 | -0.060079
56 | 86.13 | 0 | 411.24 | 0 | 0 | 0 | 0 | 0 | 0 | 0 | 0 | 1657.47 | 86.13 | 0 | 0 | 0 | 1495.3399 | 0 | 0 | 1495.3399 | 1495.4 | -0.060079
57 | 100 | 0 | 417.37 | 0 | 0 | 0 | 0 | 0 | 0 | 0 | 0 | 1657.47 | 66.41 | 33.59 | 0 | 0 | 1495.3399 | 1587.6567 | 33.59 | 3082.9966 | 3082.87 | 0.12664
58 | 100 | 0 | 423.51 | 0 | 0 | 0 | 0 | 0 | 0 | 0 | 0 | 1657.47 | 35.07 | 64.93 | 0 | 0 | 1495.3399 | 3068.9655 | 64.93 | 4564.3054 | 4564.27 | 0.035411
59 | 100 | 0 | 429.65 | 0 | 0 | 0 | 0 | 0 | 0 | 0 | 0 | 1657.47 | 0 | 137.1 | 37.1 | 0 | 1495.3399 | 4726.5755 | 100 | 6221.9154 | 6221.98 | -0.064551
60 | 100 | 0 | 435.78 | 0 | 0 | 0 | 0 | 0 | 0 | 0 | 0 | 1657.47 | 6.14 | 93.86 | 0 | 0 | 1495.3399 | 4436.3638 | 93.86 | 5931.7037 | 5931.67 | 0.033712
61 | 100 | 0 | 441.92 | 0 | 0 | 0 | 0 | 0 | 0 | 0 | 0 | 1657.47 | 30.29 | 69.71 | 0 | 0 | 1495.3399 | 3294.8958 | 69.71 | 4790.2357 | 4790.2 | 0.035721
62 | 100 | 0 | 448.05 | 0 | 0 | 0 | 0 | 0 | 0 | 0 | 0 | 1657.47 | 0 | 112.14 | 12.14 | 0 | 1495.3399 | 4726.5755 | 100 | 6221.9154 | 6221.98 | -0.064551
63 | 100 | 0 | 454.19 | 0 | 0 | 0 | 0 | 0 | 0 | 0 | 0 | 1657.47 | 5.19 | 94.81 | 0 | 0 | 1495.3399 | 4481.2663 | 94.81 | 5976.6062 | 5976.58 | 0.026179
64 | 100 | 0 | 460.33 | 0 | 0 | 0 | 0 | 0 | 0 | 0 | 0 | 1657.47 | 40.25 | 59.75 | 0 | 0 | 1495.3399 | 2824.1289 | 59.75 | 4319.4688 | 4319.72 | -0.2512
65 | 100 | 0 | 466.46 | 0 | 0 | 0 | 0 | 0 | 0 | 0 | 0 | 1657.47 | 84.82 | 15.18 | 0 | 0 | 1495.3399 | 717.4942 | 15.18 | 2212.8341 | 2212.68 | 0.15409
66 | 86.13 | 0 | 464.09 | 0 | 0 | 0 | 0 | 0 | 0 | 0 | 0 | 1657.47 | 86.13 | 0 | 0 | 0 | 1495.3399 | 0 | 0 | 1495.3399 | 1495.4 | -0.060079
67 | 86.13 | 0 | 461.71 | 0 | 0 | 0 | 0 | 0 | 0 | 0 | 0 | 1657.47 | 86.13 | 0 | 0 | 0 | 1495.3399 | 0 | 0 | 1495.3399 | 1495.4 | -0.060079
68 | 86.13 | 0 | 459.34 | 0 | 0 | 0 | 0 | 0 | 0 | 0 | 0 | 1657.47 | 86.13 | 0 | 0 | 0 | 1495.3399 | 0 | 0 | 1495.3399 | 1495.4 | -0.060079
69 | 86.13 | 0 | 456.96 | 0 | 0 | 0 | 0 | 0 | 0 | 0 | 0 | 1657.47 | 86.13 | 0 | 0 | 0 | 1495.3399 | 0 | 0 | 1495.3399 | 1495.4 | -0.060079
70 | 86.13 | 0 | 454.59 | 0 | 0 | 0 | 0 | 0 | 0 | 0 | 0 | 1657.47 | 86.13 | 0 | 0 | 0 | 1495.3399 | 0 | 0 | 1495.3399 | 1495.4 | -0.060079
71 | 86.13 | 0 | 452.22 | 0 | 0 | 0 | 0 | 0 | 0 | 0 | 0 | 1657.47 | 86.13 | 0 | 0 | 0 | 1495.3399 | 0 | 0 | 1495.3399 | 1495.4 | -0.060079
72 | 86.13 | 0 | 449.84 | 0 | 0 | 0 | 0 | 0 | 0 | 0 | 0 | 1657.47 | 86.13 | 0 | 0 | 0 | 1495.3399 | 0 | 0 | 1495.3399 | 1495.4 | -0.060079
73 | 86.13 | 0 | 447.47 | 0 | 0 | 0 | 0 | 0 | 0 | 0 | 0 | 1657.47 | 86.13 | 0 | 0 | 0 | 1495.3399 | 0 | 0 | 1495.3399 | 1495.4 | -0.060079
74 | 86.13 | 0 | 445.09 | 0 | 0 | 0 | 0 | 0 | 0 | 0 | 0 | 1657.47 | 86.13 | 0 | 0 | 0 | 1495.3399 | 0 | 0 | 1495.3399 | 1495.4 | -0.060079
75 | 86.13 | 0 | 442.72 | 0 | 0 | 0 | 0 | 0 | 0 | 0 | 0 | 1657.47 | 86.13 | 0 | 0 | 0 | 1495.3399 | 0 | 0 | 1495.3399 | 1495.4 | -0.060079
76 | 86.13 | 0 | 440.34 | 0 | 0 | 0 | 0 | 0 | 0 | 0 | 0 | 1657.47 | 86.13 | 0 | 0 | 0 | 1495.3399 | 0 | 0 | 1495.3399 | 1495.4 | -0.060079
77 | 86.13 | 0 | 437.97 | 0 | 0 | 0 | 0 | 0 | 0 | 0 | 0 | 1657.47 | 86.13 | 0 | 0 | 0 | 1495.3399 | 0 | 0 | 1495.3399 | 1495.4 | -0.060079
78 | 86.13 | 0 | 435.59 | 0 | 0 | 0 | 0 | 0 | 0 | 0 | 0 | 1657.47 | 86.13 | 0 | 0 | 0 | 1495.3399 | 0 | 0 | 1495.3399 | 1495.4 | -0.060079
79 | 86.13 | 0 | 433.22 | 0 | 0 | 0 | 0 | 0 | 0 | 0 | 0 | 1657.47 | 86.13 | 0 | 0 | 0 | 1495.3399 | 0 | 0 | 1495.3399 | 1495.4 | -0.060079
80 | 86.13 | 0 | 430.84 | 0 | 0 | 0 | 0 | 0 | 0 | 0 | 0 | 1657.47 | 86.13 | 0 | 0 | 0 | 1495.3399 | 0 | 0 | 1495.3399 | 1495.4 | -0.060079
81 | 100 | 0 | 436.98 | 0 | 0 | 0 | 0 | 0 | 0 | 0 | 0 | 1657.47 | 76.76 | 23.24 | 0 | 0 | 1495.3399 | 1098.4562 | 23.24 | 2593.7961 | 2594.05 | -0.25393
82 | 100 | 0 | 443.12 | 0 | 0 | 0 | 0 | 0 | 0 | 0 | 0 | 1657.47 | 52.14 | 47.86 | 0 | 0 | 1495.3399 | 2262.139 | 47.86 | 3757.479 | 3757.54 | -0.061032
83 | 100 | 0 | 449.25 | 0 | 0 | 0 | 0 | 0 | 0 | 0 | 0 | 1657.47 | 46.32 | 53.68 | 0 | 0 | 1495.3399 | 2537.2257 | 53.68 | 4032.5657 | 4032.82 | -0.25434
84 | 100 | 0 | 455.39 | 0 | 0 | 0 | 0 | 0 | 0 | 0 | 0 | 1657.47 | 84.91 | 15.09 | 0 | 0 | 1495.3399 | 713.2402 | 15.09 | 2208.5802 | 2208.5 | 0.080168
85 | 100 | 0 | 461.52 | 0 | 0 | 0 | 0 | 0 | 0 | 0 | 0 | 1657.47 | 68.47 | 31.53 | 0 | 0 | 1495.3399 | 1490.2893 | 31.53 | 2985.6292 | 2985.88 | -0.25082
86 | 99.41 | 0 | 467.3 | 0 | 0 | 0 | 0 | 0 | 0 | 0 | 0 | 1657.47 | 86.13 | 13.28 | 0 | 0 | 1495.3399 | 627.6892 | 13.28 | 2123.0292 | 2122.9 | 0.12915
87 | 99.49 | 0 | 473.12 | 0 | 0 | 0 | 0 | 0 | 0 | 0 | 0 | 1657.47 | 86.13 | 13.36 | 0 | 0 | 1495.3399 | 631.4705 | 13.36 | 2126.8104 | 2126.64 | 0.17041
88 | 93.42 | 0 | 475.21 | 0 | 0 | 0 | 0 | 0 | 0 | 0 | 0 | 1657.47 | 86.13 | 7.28 | 0 | 0 | 1495.3399 | 344.0947 | 7.28 | 1839.4346 | 1839.7 | -0.26538
89 | 86.83 | 0 | 473.27 | 0 | 0 | 0 | 0 | 0 | 0 | 0 | 0 | 1657.47 | 86.13 | 0.7 | 0 | 0 | 1495.3399 | 33.086 | 0.7 | 1528.4259 | 1528.55 | -0.12405
90 | 86.13 | 0 | 470.89 | 0 | 0 | 0 | 0 | 0 | 0 | 0 | 0 | 1657.47 | 86.13 | 0 | 0 | 0 | 1495.3399 | 0 | 0 | 1495.3399 | 1495.4 | -0.060079
91 | 86.13 | 0 | 468.52 | 0 | 0 | 0 | 0 | 0 | 0 | 0 | 0 | 1657.47 | 86.13 | 0 | 0 | 0 | 1495.3399 | 0 | 0 | 1495.3399 | 1495.4 | -0.060079
92 | 86.13 | 0 | 466.14 | 0 | 0 | 0 | 0 | 0 | 0 | 0 | 0 | 1657.47 | 86.13 | 0 | 0 | 0 | 1495.3399 | 0 | 0 | 1495.3399 | 1495.4 | -0.060079
93 | 86.13 | 0 | 463.77 | 0 | 0 | 0 | 0 | 0 | 0 | 0 | 0 | 1657.47 | 86.13 | 0 | 0 | 0 | 1495.3399 | 0 | 0 | 1495.3399 | 1495.4 | -0.060079
94 | 86.13 | 0 | 461.4 | 0 | 0 | 0 | 0 | 0 | 0 | 0 | 0 | 1657.47 | 86.13 | 0 | 0 | 0 | 1495.3399 | 0 | 0 | 1495.3399 | 1495.4 | -0.060079
95 | 86.13 | 0 | 459.02 | 0 | 0 | 0 | 0 | 0 | 0 | 0 | 0 | 1657.47 | 86.13 | 0 | 0 | 0 | 1495.3399 | 0 | 0 | 1495.3399 | 1495.4 | -0.060079
96 | 86.13 | 0 | 456.65 | 0 | 0 | 0 | 0 | 0 | 0 | 0 | 0 | 1657.47 | 86.13 | 0 | 0 | 0 | 1495.3399 | 0 | 0 | 1495.3399 | 1495.4 | -0.060079
97 | 86.13 | 0 | 454.27 | 0 | 0 | 0 | 0 | 0 | 0 | 0 | 0 | 1657.47 | 86.13 | 0 | 0 | 0 | 1495.3399 | 0 | 0 | 1495.3399 | 1495.4 | -0.060079
98 | 86.13 | 0 | 451.9 | 0 | 0 | 0 | 0 | 0 | 0 | 0 | 0 | 1657.47 | 86.13 | 0 | 0 | 0 | 1495.3399 | 0 | 0 | 1495.3399 | 1495.4 | -0.060079
99 | 86.13 | 0 | 449.52 | 0 | 0 | 0 | 0 | 0 | 0 | 0 | 0 | 1657.47 | 86.13 | 0 | 0 | 0 | 1495.3399 | 0 | 0 | 1495.3399 | 1495.4 | -0.060079
100 | 86.13 | 0 | 447.15 | 0 | 0 | 0 | 0 | 0 | 0 | 0 | 0 | 1657.47 | 86.13 | 0 | 0 | 0 | 1495.3399 | 0 | 0 | 1495.3399 | 1495.4 | -0.060079
101 | 86.13 | 0 | 444.77 | 0 | 0 | 0 | 0 | 0 | 0 | 0 | 0 | 1657.47 | 86.13 | 0 | 0 | 0 | 1495.3399 | 0 | 0 | 1495.3399 | 1495.4 | -0.060079
102 | 86.13 | 0 | 442.4 | 0 | 0 | 0 | 0 | 0 | 0 | 0 | 0 | 1657.47 | 86.13 | 0 | 0 | 0 | 1495.3399 | 0 | 0 | 1495.3399 | 1495.4 | -0.060079
103 | 86.13 | 0 | 440.02 | 0 | 0 | 0 | 0 | 0 | 0 | 0 | 0 | 1657.47 | 86.13 | 0 | 0 | 0 | 1495.3399 | 0 | 0 | 1495.3399 | 1495.4 | -0.060079
104 | 86.13 | 0 | 437.65 | 0 | 0 | 0 | 0 | 0 | 0 | 0 | 0 | 1657.47 | 86.13 | 0 | 0 | 0 | 1495.3399 | 0 | 0 | 1495.3399 | 1495.4 | -0.060079
105 | 100 | 0 | 443.79 | 0 | 0 | 0 | 0 | 0 | 0 | 0 | 0 | 1657.47 | 52.87 | 47.13 | 0 | 0 | 1495.3399 | 2227.635 | 47.13 | 3722.975 | 3722.85 | 0.12497
106 | 100 | 0 | 449.92 | 0 | 0 | 0 | 0 | 0 | 0 | 0 | 0 | 1657.47 | 11.1 | 88.9 | 0 | 0 | 1495.3399 | 4201.9256 | 88.9 | 5697.2656 | 5697.42 | -0.15443
107 | 100 | 0 | 456.06 | 0 | 0 | 0 | 0 | 0 | 0 | 0 | 0 | 1657.47 | 22.26 | 77.74 | 0 | 0 | 1495.3399 | 3674.4398 | 77.74 | 5169.7797 | 5169.65 | 0.12974
108 | 100 | 0 | 462.19 | 0 | 0 | 0 | 0 | 0 | 0 | 0 | 0 | 1657.47 | 38.81 | 61.19 | 0 | 0 | 1495.3399 | 2892.1916 | 61.19 | 4387.5315 | 4387.5 | 0.031486
109 | 87.43 | 0 | 460.62 | 0 | 0 | 0 | 0 | 0 | 0 | 0 | 0 | 1657.47 | 86.13 | 1.3 | 0 | 0 | 1495.3399 | 61.4455 | 1.3 | 1556.7854 | 1556.93 | -0.1446
110 | 91.89 | 0 | 461.78 | 0 | 0 | 0 | 0 | 0 | 0 | 0 | 0 | 1657.47 | 86.13 | 5.76 | 0 | 0 | 1495.3399 | 272.2508 | 5.76 | 1767.5907 | 1767.8 | -0.20933
111 | 100 | 0 | 467.92 | 0 | 0 | 0 | 0 | 0 | 0 | 0 | 0 | 1657.47 | 72.86 | 27.14 | 0 | 0 | 1495.3399 | 1282.7926 | 27.14 | 2778.1325 | 2778.2 | -0.067481
112 | 100 | 0 | 474.05 | 0 | 0 | 0 | 0 | 0 | 0 | 0 | 0 | 1657.47 | 84.72 | 15.28 | 0 | 0 | 1495.3399 | 722.2207 | 15.28 | 2217.5607 | 2217.45 | 0.11066
113 | 88.57 | 0 | 473.18 | 0 | 0 | 0 | 0 | 0 | 0 | 0 | 0 | 1657.47 | 86.13 | 2.44 | 0 | 0 | 1495.3399 | 115.3284 | 2.44 | 1610.6684 | 1610.78 | -0.11164
114 | 86.13 | 0 | 470.8 | 0 | 0 | 0 | 0 | 0 | 0 | 0 | 0 | 1657.47 | 86.13 | 0 | 0 | 0 | 1495.3399 | 0 | 0 | 1495.3399 | 1495.4 | -0.060079
115 | 86.13 | 0 | 468.43 | 0 | 0 | 0 | 0 | 0 | 0 | 0 | 0 | 1657.47 | 86.13 | 0 | 0 | 0 | 1495.3399 | 0 | 0 | 1495.3399 | 1495.4 | -0.060079
116 | 86.13 | 0 | 466.05 | 0 | 0 | 0 | 0 | 0 | 0 | 0 | 0 | 1657.47 | 86.13 | 0 | 0 | 0 | 1495.3399 | 0 | 0 | 1495.3399 | 1495.4 | -0.060079
117 | 86.13 | 0 | 463.68 | 0 | 0 | 0 | 0 | 0 | 0 | 0 | 0 | 1657.47 | 86.13 | 0 | 0 | 0 | 1495.3399 | 0 | 0 | 1495.3399 | 1495.4 | -0.060079
118 | 86.13 | 0 | 461.3 | 0 | 0 | 0 | 0 | 0 | 0 | 0 | 0 | 1657.47 | 86.13 | 0 | 0 | 0 | 1495.3399 | 0 | 0 | 1495.3399 | 1495.4 | -0.060079
119 | 86.13 | 0 | 458.93 | 0 | 0 | 0 | 0 | 0 | 0 | 0 | 0 | 1657.47 | 86.13 | 0 | 0 | 0 | 1495.3399 | 0 | 0 | 1495.3399 | 1495.4 | -0.060079
120 | 86.13 | 0 | 456.55 | 0 | 0 | 0 | 0 | 0 | 0 | 0 | 0 | 1657.47 | 86.13 | 0 | 0 | 0 | 1495.3399 | 0 | 0 | 1495.3399 | 1495.4 | -0.060079
121 | 86.13 | 0 | 454.18 | 0 | 0 | 0 | 0 | 0 | 0 | 0 | 0 | 1657.47 | 86.13 | 0 | 0 | 0 | 1495.3399 | 0 | 0 | 1495.3399 | 1495.4 | -0.060079
122 | 86.13 | 0 | 451.8 | 0 | 0 | 0 | 0 | 0 | 0 | 0 | 0 | 1657.47 | 86.13 | 0 | 0 | 0 | 1495.3399 | 0 | 0 | 1495.3399 | 1495.4 | -0.060079
123 | 86.13 | 0 | 449.43 | 0 | 0 | 0 | 0 | 0 | 0 | 0 | 0 | 1657.47 | 86.13 | 0 | 0 | 0 | 1495.3399 | 0 | 0 | 1495.3399 | 1495.4 | -0.060079
124 | 86.13 | 0 | 447.05 | 0 | 0 | 0 | 0 | 0 | 0 | 0 | 0 | 1657.47 | 86.13 | 0 | 0 | 0 | 1495.3399 | 0 | 0 | 1495.3399 | 1495.4 | -0.060079
125 | 86.13 | 0 | 444.68 | 0 | 0 | 0 | 0 | 0 | 0 | 0 | 0 | 1657.47 | 86.13 | 0 | 0 | 0 | 1495.3399 | 0 | 0 | 1495.3399 | 1495.4 | -0.060079
126 | 86.13 | 0 | 442.31 | 0 | 0 | 0 | 0 | 0 | 0 | 0 | 0 | 1657.47 | 86.13 | 0 | 0 | 0 | 1495.3399 | 0 | 0 | 1495.3399 | 1495.4 | -0.060079
127 | 86.13 | 0 | 439.93 | 0 | 0 | 0 | 0 | 0 | 0 | 0 | 0 | 1657.47 | 86.13 | 0 | 0 | 0 | 1495.3399 | 0 | 0 | 1495.3399 | 1495.4 | -0.060079
128 | 86.13 | 0 | 437.56 | 0 | 0 | 0 | 0 | 0 | 0 | 0 | 0 | 1657.47 | 86.13 | 0 | 0 | 0 | 1495.3399 | 0 | 0 | 1495.3399 | 1495.4 | -0.060079
129 | 89.86 | 0 | 437.47 | 0 | 0 | 0 | 0 | 0 | 0 | 0 | 0 | 1657.47 | 86.13 | 3.73 | 0 | 0 | 1495.3399 | 176.3013 | 3.73 | 1671.6412 | 1671.81 | -0.16881
130 | 96.48 | 0 | 441.45 | 0 | 0 | 0 | 0 | 0 | 0 | 0 | 0 | 1657.47 | 86.13 | 10.35 | 0 | 0 | 1495.3399 | 489.2006 | 10.35 | 1984.5405 | 1984.61 | -0.069512
131 | 100 | 0 | 447.58 | 0 | 0 | 0 | 0 | 0 | 0 | 0 | 0 | 1657.47 | 60.63 | 39.37 | 0 | 0 | 1495.3399 | 1860.8528 | 39.37 | 3356.1927 | 3356.45 | -0.25729
132 | 100 | 0 | 453.72 | 0 | 0 | 0 | 0 | 0 | 0 | 0 | 0 | 1657.47 | 73.27 | 26.73 | 0 | 0 | 1495.3399 | 1263.4136 | 26.73 | 2758.7536 | 2758.82 | -0.066441
133 | 100 | 0 | 459.86 | 0 | 0 | 0 | 0 | 0 | 0 | 0 | 0 | 1657.47 | 38.28 | 61.72 | 0 | 0 | 1495.3399 | 2917.2424 | 61.72 | 4412.5823 | 4412.65 | -0.067663
134 | 100 | 0 | 465.99 | 0 | 0 | 0 | 0 | 0 | 0 | 0 | 0 | 1657.47 | 47.17 | 52.83 | 0 | 0 | 1495.3399 | 2497.0499 | 52.83 | 3992.3898 | 3992.36 | 0.029772
135 | 100 | 0 | 472.13 | 0 | 0 | 0 | 0 | 0 | 0 | 0 | 0 | 1657.47 | 37.94 | 62.06 | 0 | 0 | 1495.3399 | 2933.3128 | 62.06 | 4428.6527 | 4428.81 | -0.15731
136 | 100 | 0 | 478.27 | 0 | 0 | 0 | 0 | 0 | 0 | 0 | 0 | 1657.47 | 62.4 | 37.6 | 0 | 0 | 1495.3399 | 1777.1924 | 37.6 | 3272.5323 | 3272.5 | 0.032319
137 | 93.56 | 0 | 480.45 | 0 | 0 | 0 | 0 | 0 | 0 | 0 | 0 | 1657.47 | 86.13 | 7.43 | 0 | 0 | 1495.3399 | 351.1846 | 7.43 | 1846.5245 | 1846.7 | -0.17552
138 | 86.13 | 0 | 478.08 | 0 | 0 | 0 | 0 | 0 | 0 | 0 | 0 | 1657.47 | 86.13 | 0 | 0 | 0 | 1495.3399 | 0 | 0 | 1495.3399 | 1495.4 | -0.060079
139 | 86.13 | 0 | 475.7 | 0 | 0 | 0 | 0 | 0 | 0 | 0 | 0 | 1657.47 | 86.13 | 0 | 0 | 0 | 1495.3399 | 0 | 0 | 1495.3399 | 1495.4 | -0.060079
140 | 86.13 | 0 | 473.33 | 0 | 0 | 0 | 0 | 0 | 0 | 0 | 0 | 1657.47 | 86.13 | 0 | 0 | 0 | 1495.3399 | 0 | 0 | 1495.3399 | 1495.4 | -0.060079
141 | 86.13 | 0 | 470.95 | 0 | 0 | 0 | 0 | 0 | 0 | 0 | 0 | 1657.47 | 86.13 | 0 | 0 | 0 | 1495.3399 | 0 | 0 | 1495.3399 | 1495.4 | -0.060079
142 | 86.13 | 0 | 468.58 | 0 | 0 | 0 | 0 | 0 | 0 | 0 | 0 | 1657.47 | 86.13 | 0 | 0 | 0 | 1495.3399 | 0 | 0 | 1495.3399 | 1495.4 | -0.060079
143 | 86.13 | 0 | 466.2 | 0 | 0 | 0 | 0 | 0 | 0 | 0 | 0 | 1657.47 | 86.13 | 0 | 0 | 0 | 1495.3399 | 0 | 0 | 1495.3399 | 1495.4 | -0.060079
144 | 86.13 | 0 | 463.83 | 0 | 0 | 0 | 0 | 0 | 0 | 0 | 0 | 1657.47 | 86.13 | 0 | 0 | 0 | 1495.3399 | 0 | 0 | 1495.3399 | 1495.4 | -0.060079
145 | 86.13 | 0 | 461.45 | 0 | 0 | 0 | 0 | 0 | 0 | 0 | 0 | 1657.47 | 86.13 | 0 | 0 | 0 | 1495.3399 | 0 | 0 | 1495.3399 | 1495.4 | -0.060079
146 | 86.13 | 0 | 459.08 | 0 | 0 | 0 | 0 | 0 | 0 | 0 | 0 | 1657.47 | 86.13 | 0 | 0 | 0 | 1495.3399 | 0 | 0 | 1495.3399 | 1495.4 | -0.060079
147 | 86.13 | 0 | 456.71 | 0 | 0 | 0 | 0 | 0 | 0 | 0 | 0 | 1657.47 | 86.13 | 0 | 0 | 0 | 1495.3399 | 0 | 0 | 1495.3399 | 1495.4 | -0.060079
148 | 86.13 | 0 | 454.33 | 0 | 0 | 0 | 0 | 0 | 0 | 0 | 0 | 1657.47 | 86.13 | 0 | 0 | 0 | 1495.3399 | 0 | 0 | 1495.3399 | 1495.4 | -0.060079
149 | 86.13 | 0 | 451.96 | 0 | 0 | 0 | 0 | 0 | 0 | 0 | 0 | 1657.47 | 86.13 | 0 | 0 | 0 | 1495.3399 | 0 | 0 | 1495.3399 | 1495.4 | -0.060079
150 | 86.13 | 0 | 449.58 | 0 | 0 | 0 | 0 | 0 | 0 | 0 | 0 | 1657.47 | 86.13 | 0 | 0 | 0 | 1495.3399 | 0 | 0 | 1495.3399 | 1495.4 | -0.060079
151 | 86.13 | 0 | 447.21 | 0 | 0 | 0 | 0 | 0 | 0 | 0 | 0 | 1657.47 | 86.13 | 0 | 0 | 0 | 1495.3399 | 0 | 0 | 1495.3399 | 1495.4 | -0.060079
152 | 86.13 | 0 | 444.83 | 0 | 0 | 0 | 0 | 0 | 0 | 0 | 0 | 1657.47 | 86.13 | 0 | 0 | 0 | 1495.3399 | 0 | 0 | 1495.3399 | 1495.4 | -0.060079
153 | 100 | 0 | 450.97 | 0 | 0 | 0 | 0 | 0 | 0 | 0 | 0 | 1657.47 | 48.33 | 51.67 | 0 | 0 | 1495.3399 | 2442.2216 | 51.67 | 3937.5615 | 3937.72 | -0.1585
154 | 100 | 0 | 457.1 | 0 | 0 | 0 | 0 | 0 | 0 | 0 | 0 | 1657.47 | 0 | 104.51 | 4.51 | 0 | 1495.3399 | 4726.5755 | 100 | 6221.9154 | 6221.98 | -0.064551
155 | 100 | 0 | 463.24 | 0 | 0 | 0 | 0 | 0 | 0 | 0 | 0 | 1657.47 | 0 | 149 | 49 | 0 | 1495.3399 | 4726.5755 | 100 | 6221.9154 | 6221.98 | -0.064551
156 | 100 | 0 | 469.38 | 0 | 0 | 0 | 0 | 0 | 0 | 0 | 0 | 1657.47 | 7.3 | 92.7 | 0 | 0 | 1495.3399 | 4381.5355 | 92.7 | 5876.8754 | 5876.94 | -0.064565
157 | 100 | 0 | 475.51 | 0 | 0 | 0 | 0 | 0 | 0 | 0 | 0 | 1657.47 | 0 | 106.99 | 6.99 | 0 | 1495.3399 | 4726.5755 | 100 | 6221.9154 | 6221.98 | -0.064551
158 | 100 | 0 | 481.65 | 0 | 0 | 0 | 0 | 0 | 0 | 0 | 0 | 1657.47 | 43.5 | 56.5 | 0 | 0 | 1495.3399 | 2670.5152 | 56.5 | 4165.8551 | 4165.73 | 0.12509
159 | 100 | 0 | 487.79 | 0 | 0 | 0 | 0 | 0 | 0 | 0 | 0 | 1657.47 | 37.47 | 62.53 | 0 | 0 | 1495.3399 | 2955.5277 | 62.53 | 4450.8676 | 4451.12 | -0.2524
160 | 100 | 0 | 493.92 | 0 | 0 | 0 | 0 | 0 | 0 | 0 | 0 | 1657.47 | 10.55 | 89.45 | 0 | 0 | 1495.3399 | 4227.9218 | 89.45 | 5723.2617 | 5723.51 | -0.24827
161 | 100 | 0 | 500.06 | 0 | 0 | 0 | 0 | 0 | 0 | 0 | 0 | 1657.47 | 68 | 32 | 0 | 0 | 1495.3399 | 1512.5042 | 32 | 3007.8441 | 3007.72 | 0.12409
162 | 86.13 | 0 | 497.68 | 0 | 0 | 0 | 0 | 0 | 0 | 0 | 0 | 1657.47 | 86.13 | 0 | 0 | 0 | 1495.3399 | 0 | 0 | 1495.3399 | 1495.4 | -0.060079
163 | 86.13 | 0 | 495.31 | 0 | 0 | 0 | 0 | 0 | 0 | 0 | 0 | 1657.47 | 86.13 | 0 | 0 | 0 | 1495.3399 | 0 | 0 | 1495.3399 | 1495.4 | -0.060079
164 | 86.13 | 0 | 492.93 | 0 | 0 | 0 | 0 | 0 | 0 | 0 | 0 | 1657.47 | 86.13 | 0 | 0 | 0 | 1495.3399 | 0 | 0 | 1495.3399 | 1495.4 | -0.060079
165 | 86.13 | 0 | 490.56 | 0 | 0 | 0 | 0 | 0 | 0 | 0 | 0 | 1657.47 | 86.13 | 0 | 0 | 0 | 1495.3399 | 0 | 0 | 1495.3399 | 1495.4 | -0.060079
166 | 86.13 | 0 | 488.19 | 0 | 0 | 0 | 0 | 0 | 0 | 0 | 0 | 1657.47 | 86.13 | 0 | 0 | 0 | 1495.3399 | 0 | 0 | 1495.3399 | 1495.4 | -0.060079
167 | 86.13 | 0 | 485.81 | 0 | 0 | 0 | 0 | 0 | 0 | 0 | 0 | 1657.47 | 86.13 | 0 | 0 | 0 | 1495.3399 | 0 | 0 | 1495.3399 | 1495.4 | -0.060079
168 | 86.13 | 0 | 483.44 | 0 | 0 | 0 | 0 | 0 | 0 | 0 | 0 | 1657.47 | 86.13 | 0 | 0 | 0 | 1495.3399 | 0 | 0 | 1495.3399 | 1495.4 | -0.060079
169 | 86.13 | 0 | 481.06 | 0 | 0 | 0 | 0 | 0 | 0 | 0 | 0 | 1657.47 | 86.13 | 0 | 0 | 0 | 1495.3399 | 0 | 0 | 1495.3399 | 1495.4 | -0.060079
170 | 86.13 | 0 | 478.69 | 0 | 0 | 0 | 0 | 0 | 0 | 0 | 0 | 1657.47 | 86.13 | 0 | 0 | 0 | 1495.3399 | 0 | 0 | 1495.3399 | 1495.4 | -0.060079
171 | 86.13 | 0 | 476.31 | 0 | 0 | 0 | 0 | 0 | 0 | 0 | 0 | 1657.47 | 86.13 | 0 | 0 | 0 | 1495.3399 | 0 | 0 | 1495.3399 | 1495.4 | -0.060079
172 | 86.13 | 0 | 473.94 | 0 | 0 | 0 | 0 | 0 | 0 | 0 | 0 | 1657.47 | 86.13 | 0 | 0 | 0 | 1495.3399 | 0 | 0 | 1495.3399 | 1495.4 | -0.060079
173 | 86.13 | 0 | 471.56 | 0 | 0 | 0 | 0 | 0 | 0 | 0 | 0 | 1657.47 | 86.13 | 0 | 0 | 0 | 1495.3399 | 0 | 0 | 1495.3399 | 1495.4 | -0.060079
174 | 86.13 | 0 | 469.19 | 0 | 0 | 0 | 0 | 0 | 0 | 0 | 0 | 1657.47 | 86.13 | 0 | 0 | 0 | 1495.3399 | 0 | 0 | 1495.3399 | 1495.4 | -0.060079
175 | 86.13 | 0 | 466.81 | 0 | 0 | 0 | 0 | 0 | 0 | 0 | 0 | 1657.47 | 86.13 | 0 | 0 | 0 | 1495.3399 | 0 | 0 | 1495.3399 | 1495.4 | -0.060079
176 | 86.13 | 0 | 464.44 | 0 | 0 | 0 | 0 | 0 | 0 | 0 | 0 | 1657.47 | 86.13 | 0 | 0 | 0 | 1495.3399 | 0 | 0 | 1495.3399 | 1495.4 | -0.060079
177 | 100 | 0 | 470.57 | 0 | 0 | 0 | 0 | 0 | 0 | 0 | 0 | 1657.47 | 61.29 | 38.71 | 0 | 0 | 1495.3399 | 1829.6574 | 38.71 | 3324.9973 | 3325.06 | -0.062692
178 | 100 | 0 | 476.71 | 0 | 0 | 0 | 0 | 0 | 0 | 0 | 0 | 1657.47 | 26.7 | 73.3 | 0 | 0 | 1495.3399 | 3464.5799 | 73.3 | 4959.9198 | 4959.98 | -0.060217
179 | 100 | 0 | 482.85 | 0 | 0 | 0 | 0 | 0 | 0 | 0 | 0 | 1657.47 | 0 | 104.43 | 4.43 | 0 | 1495.3399 | 4726.5755 | 100 | 6221.9154 | 6221.98 | -0.064551
180 | 100 | 0 | 488.98 | 0 | 0 | 0 | 0 | 0 | 0 | 0 | 0 | 1657.47 | 0 | 141.48 | 41.48 | 0 | 1495.3399 | 4726.5755 | 100 | 6221.9154 | 6221.98 | -0.064551
181 | 100 | 0 | 495.12 | 0 | 0 | 0 | 0 | 0 | 0 | 0 | 0 | 1657.47 | 11.51 | 88.49 | 0 | 0 | 1495.3399 | 4182.5467 | 88.49 | 5677.8866 | 5678.04 | -0.15339
182 | 100 | 0 | 501.26 | 0 | 0 | 0 | 0 | 0 | 0 | 0 | 0 | 1657.47 | 60.25 | 39.75 | 0 | 0 | 1495.3399 | 1878.8138 | 39.75 | 3374.1537 | 3374.12 | 0.033693
183 | 100 | 0 | 507.39 | 0 | 0 | 0 | 0 | 0 | 0 | 0 | 0 | 1657.47 | 31.87 | 68.13 | 0 | 0 | 1495.3399 | 3220.2159 | 68.13 | 4715.5558 | 4715.43 | 0.12583
184 | 100 | 0 | 513.53 | 0 | 0 | 0 | 0 | 0 | 0 | 0 | 0 | 1657.47 | 57.61 | 42.39 | 0 | 0 | 1495.3399 | 2003.5954 | 42.39 | 3498.9353 | 3499 | -0.064713
185 | 97.95 | 0 | 518.41 | 0 | 0 | 0 | 0 | 0 | 0 | 0 | 0 | 1657.47 | 86.13 | 11.82 | 0 | 0 | 1495.3399 | 558.6812 | 11.82 | 2054.0211 | 2054.09 | -0.068852
186 | 86.13 | 0 | 516.03 | 0 | 0 | 0 | 0 | 0 | 0 | 0 | 0 | 1657.47 | 86.13 | 0 | 0 | 0 | 1495.3399 | 0 | 0 | 1495.3399 | 1495.4 | -0.060079
187 | 86.13 | 0 | 513.66 | 0 | 0 | 0 | 0 | 0 | 0 | 0 | 0 | 1657.47 | 86.13 | 0 | 0 | 0 | 1495.3399 | 0 | 0 | 1495.3399 | 1495.4 | -0.060079
188 | 86.13 | 0 | 511.28 | 0 | 0 | 0 | 0 | 0 | 0 | 0 | 0 | 1657.47 | 86.13 | 0 | 0 | 0 | 1495.3399 | 0 | 0 | 1495.3399 | 1495.4 | -0.060079
189 | 86.13 | 0 | 508.91 | 0 | 0 | 0 | 0 | 0 | 0 | 0 | 0 | 1657.47 | 86.13 | 0 | 0 | 0 | 1495.3399 | 0 | 0 | 1495.3399 | 1495.4 | -0.060079
190 | 86.13 | 0 | 506.53 | 0 | 0 | 0 | 0 | 0 | 0 | 0 | 0 | 1657.47 | 86.13 | 0 | 0 | 0 | 1495.3399 | 0 | 0 | 1495.3399 | 1495.4 | -0.060079
191 | 86.13 | 0 | 504.16 | 0 | 0 | 0 | 0 | 0 | 0 | 0 | 0 | 1657.47 | 86.13 | 0 | 0 | 0 | 1495.3399 | 0 | 0 | 1495.3399 | 1495.4 | -0.060079
192 | 86.13 | 0 | 501.78 | 0 | 0 | 0 | 0 | 0 | 0 | 0 | 0 | 1657.47 | 86.13 | 0 | 0 | 0 | 1495.3399 | 0 | 0 | 1495.3399 | 1495.4 | -0.060079
193 | 86.13 | 0 | 499.41 | 0 | 0 | 0 | 0 | 0 | 0 | 0 | 0 | 1657.47 | 86.13 | 0 | 0 | 0 | 1495.3399 | 0 | 0 | 1495.3399 | 1495.4 | -0.060079
194 | 86.13 | 0 | 497.04 | 0 | 0 | 0 | 0 | 0 | 0 | 0 | 0 | 1657.47 | 86.13 | 0 | 0 | 0 | 1495.3399 | 0 | 0 | 1495.3399 | 1495.4 | -0.060079
195 | 86.13 | 0 | 494.66 | 0 | 0 | 0 | 0 | 0 | 0 | 0 | 0 | 1657.47 | 86.13 | 0 | 0 | 0 | 1495.3399 | 0 | 0 | 1495.3399 | 1495.4 | -0.060079
196 | 86.13 | 0 | 492.29 | 0 | 0 | 0 | 0 | 0 | 0 | 0 | 0 | 1657.47 | 86.13 | 0 | 0 | 0 | 1495.3399 | 0 | 0 | 1495.3399 | 1495.4 | -0.060079
197 | 86.13 | 0 | 489.91 | 0 | 0 | 0 | 0 | 0 | 0 | 0 | 0 | 1657.47 | 86.13 | 0 | 0 | 0 | 1495.3399 | 0 | 0 | 1495.3399 | 1495.4 | -0.060079
198 | 86.13 | 0 | 487.54 | 0 | 0 | 0 | 0 | 0 | 0 | 0 | 0 | 1657.47 | 86.13 | 0 | 0 | 0 | 1495.3399 | 0 | 0 | 1495.3399 | 1495.4 | -0.060079
199 | 86.13 | 0 | 485.16 | 0 | 0 | 0 | 0 | 0 | 0 | 0 | 0 | 1657.47 | 86.13 | 0 | 0 | 0 | 1495.3399 | 0 | 0 | 1495.3399 | 1495.4 | -0.060079
200 | 86.13 | 0 | 482.79 | 0 | 0 | 0 | 0 | 0 | 0 | 0 | 0 | 1657.47 | 86.13 | 0 | 0 | 0 | 1495.3399 | 0 | 0 | 1495.3399 | 1495.4 | -0.060079
201 | 100 | 0 | 488.92 | 0 | 0 | 0 | 0 | 0 | 0 | 0 | 0 | 1657.47 | 33.89 | 66.11 | 0 | 0 | 1495.3399 | 3124.7391 | 66.11 | 4620.079 | 4619.95 | 0.129
202 | 100 | 0 | 495.06 | 0 | 0 | 0 | 0 | 0 | 0 | 0 | 0 | 1657.47 | 0 | 117.65 | 17.65 | 0 | 1495.3399 | 4726.5755 | 100 | 6221.9154 | 6221.98 | -0.064551
203 | 100 | 0 | 501.2 | 0 | 0 | 0 | 0 | 0 | 0 | 0 | 0 | 1657.47 | 73.01 | 26.99 | 0 | 0 | 1495.3399 | 1275.7027 | 26.99 | 2771.0427 | 2770.92 | 0.12266
204 | 100 | 0 | 507.33 | 0 | 0 | 0 | 0 | 0 | 0 | 0 | 0 | 1657.47 | 58.24 | 41.76 | 0 | 0 | 1495.3399 | 1973.8179 | 41.76 | 3469.1579 | 3469.22 | -0.062139
205 | 100 | 0 | 513.47 | 0 | 0 | 0 | 0 | 0 | 0 | 0 | 0 | 1657.47 | 61.26 | 38.74 | 0 | 0 | 1495.3399 | 1831.0754 | 38.74 | 3326.4153 | 3326.57 | -0.15472
206 | 100 | 0 | 519.6 | 0 | 0 | 0 | 0 | 0 | 0 | 0 | 0 | 1657.47 | 25.67 | 74.33 | 0 | 0 | 1495.3399 | 3513.2636 | 74.33 | 5008.6035 | 5008.48 | 0.12351
207 | 100 | 0 | 525.74 | 0 | 0 | 0 | 0 | 0 | 0 | 0 | 0 | 1657.47 | 65.81 | 34.19 | 0 | 0 | 1495.3399 | 1616.0162 | 34.19 | 3111.3561 | 3111.51 | -0.15391
208 | 100 | 0 | 531.88 | 0 | 0 | 0 | 0 | 0 | 0 | 0 | 0 | 1657.47 | 80.67 | 19.33 | 0 | 0 | 1495.3399 | 913.647 | 19.33 | 2408.987 | 2408.91 | 0.07697
209 | 89.91 | 0 | 531.82 | 0 | 0 | 0 | 0 | 0 | 0 | 0 | 0 | 1657.47 | 86.13 | 3.77 | 0 | 0 | 1495.3399 | 178.1919 | 3.77 | 1673.5318 | 1673.78 | -0.24818
210 | 86.13 | 0 | 529.44 | 0 | 0 | 0 | 0 | 0 | 0 | 0 | 0 | 1657.47 | 86.13 | 0 | 0 | 0 | 1495.3399 | 0 | 0 | 1495.3399 | 1495.4 | -0.060079
211 | 86.13 | 0 | 527.07 | 0 | 0 | 0 | 0 | 0 | 0 | 0 | 0 | 1657.47 | 86.13 | 0 | 0 | 0 | 1495.3399 | 0 | 0 | 1495.3399 | 1495.4 | -0.060079
212 | 86.13 | 0 | 524.69 | 0 | 0 | 0 | 0 | 0 | 0 | 0 | 0 | 1657.47 | 86.13 | 0 | 0 | 0 | 1495.3399 | 0 | 0 | 1495.3399 | 1495.4 | -0.060079
213 | 86.13 | 0 | 522.32 | 0 | 0 | 0 | 0 | 0 | 0 | 0 | 0 | 1657.47 | 86.13 | 0 | 0 | 0 | 1495.3399 | 0 | 0 | 1495.3399 | 1495.4 | -0.060079
214 | 86.13 | 0 | 519.95 | 0 | 0 | 0 | 0 | 0 | 0 | 0 | 0 | 1657.47 | 86.13 | 0 | 0 | 0 | 1495.3399 | 0 | 0 | 1495.3399 | 1495.4 | -0.060079
215 | 86.13 | 0 | 517.57 | 0 | 0 | 0 | 0 | 0 | 0 | 0 | 0 | 1657.47 | 86.13 | 0 | 0 | 0 | 1495.3399 | 0 | 0 | 1495.3399 | 1495.4 | -0.060079
216 | 86.13 | 0 | 515.2 | 0 | 0 | 0 | 0 | 0 | 0 | 0 | 0 | 1657.47 | 86.13 | 0 | 0 | 0 | 1495.3399 | 0 | 0 | 1495.3399 | 1495.4 | -0.060079
217 | 86.13 | 0 | 512.82 | 0 | 0 | 0 | 0 | 0 | 0 | 0 | 0 | 1657.47 | 86.13 | 0 | 0 | 0 | 1495.3399 | 0 | 0 | 1495.3399 | 1495.4 | -0.060079
218 | 86.13 | 0 | 510.45 | 0 | 0 | 0 | 0 | 0 | 0 | 0 | 0 | 1657.47 | 86.13 | 0 | 0 | 0 | 1495.3399 | 0 | 0 | 1495.3399 | 1495.4 | -0.060079
219 | 86.13 | 0 | 508.07 | 0 | 0 | 0 | 0 | 0 | 0 | 0 | 0 | 1657.47 | 86.13 | 0 | 0 | 0 | 1495.3399 | 0 | 0 | 1495.3399 | 1495.4 | -0.060079
220 | 86.13 | 0 | 505.7 | 0 | 0 | 0 | 0 | 0 | 0 | 0 | 0 | 1657.47 | 86.13 | 0 | 0 | 0 | 1495.3399 | 0 | 0 | 1495.3399 | 1495.4 | -0.060079
221 | 86.13 | 0 | 503.32 | 0 | 0 | 0 | 0 | 0 | 0 | 0 | 0 | 1657.47 | 86.13 | 0 | 0 | 0 | 1495.3399 | 0 | 0 | 1495.3399 | 1495.4 | -0.060079
222 | 86.13 | 0 | 500.95 | 0 | 0 | 0 | 0 | 0 | 0 | 0 | 0 | 1657.47 | 86.13 | 0 | 0 | 0 | 1495.3399 | 0 | 0 | 1495.3399 | 1495.4 | -0.060079
223 | 86.13 | 0 | 498.57 | 0 | 0 | 0 | 0 | 0 | 0 | 0 | 0 | 1657.47 | 86.13 | 0 | 0 | 0 | 1495.3399 | 0 | 0 | 1495.3399 | 1495.4 | -0.060079
224 | 86.13 | 0 | 496.2 | 0 | 0 | 0 | 0 | 0 | 0 | 0 | 0 | 1657.47 | 86.13 | 0 | 0 | 0 | 1495.3399 | 0 | 0 | 1495.3399 | 1495.4 | -0.060079
225 | 100 | 0 | 502.33 | 0 | 0 | 0 | 0 | 0 | 0 | 0 | 0 | 1657.47 | 35.01 | 64.99 | 0 | 0 | 1495.3399 | 3071.8014 | 64.99 | 4567.1414 | 4567.3 | -0.15864
226 | 100 | 0 | 508.47 | 0 | 0 | 0 | 0 | 0 | 0 | 0 | 0 | 1657.47 | 85.2 | 14.8 | 0 | 0 | 1495.3399 | 699.5332 | 14.8 | 2194.8731 | 2195.02 | -0.1469
227 | 100 | 0 | 514.61 | 0 | 0 | 0 | 0 | 0 | 0 | 0 | 0 | 1657.47 | 77.82 | 22.18 | 0 | 0 | 1495.3399 | 1048.3545 | 22.18 | 2543.6944 | 2543.66 | 0.034373
228 | 100 | 0 | 520.74 | 0 | 0 | 0 | 0 | 0 | 0 | 0 | 0 | 1657.47 | 64.03 | 35.97 | 0 | 0 | 1495.3399 | 1700.1492 | 35.97 | 3195.4891 | 3195.46 | 0.029138
229 | 100 | 0 | 526.88 | 0 | 0 | 0 | 0 | 0 | 0 | 0 | 0 | 1657.47 | 0 | 128.41 | 28.41 | 0 | 1495.3399 | 4726.5755 | 100 | 6221.9154 | 6221.98 | -0.064551
230 | 100 | 0 | 533.02 | 0 | 0 | 0 | 0 | 0 | 0 | 0 | 0 | 1657.47 | 0 | 118.65 | 18.65 | 0 | 1495.3399 | 4726.5755 | 100 | 6221.9154 | 6221.98 | -0.064551
231 | 100 | 0 | 539.15 | 0 | 0 | 0 | 0 | 0 | 0 | 0 | 0 | 1657.47 | 0 | 140.21 | 40.21 | 0 | 1495.3399 | 4726.5755 | 100 | 6221.9154 | 6221.98 | -0.064551
232 | 100 | 0 | 545.29 | 0 | 0 | 0 | 0 | 0 | 0 | 0 | 0 | 1657.47 | 3.83 | 96.17 | 0 | 0 | 1495.3399 | 4545.5477 | 96.17 | 6040.8876 | 6040.86 | 0.027606
233 | 100 | 0 | 551.42 | 0 | 0 | 0 | 0 | 0 | 0 | 0 | 0 | 1657.47 | 60.77 | 39.23 | 0 | 0 | 1495.3399 | 1854.2356 | 39.23 | 3349.5755 | 3349.64 | -0.0645
234 | 86.13 | 0 | 549.05 | 0 | 0 | 0 | 0 | 0 | 0 | 0 | 0 | 1657.47 | 86.13 | 0 | 0 | 0 | 1495.3399 | 0 | 0 | 1495.3399 | 1495.4 | -0.060079
235 | 86.13 | 0 | 546.68 | 0 | 0 | 0 | 0 | 0 | 0 | 0 | 0 | 1657.47 | 86.13 | 0 | 0 | 0 | 1495.3399 | 0 | 0 | 1495.3399 | 1495.4 | -0.060079
236 | 86.13 | 0 | 544.3 | 0 | 0 | 0 | 0 | 0 | 0 | 0 | 0 | 1657.47 | 86.13 | 0 | 0 | 0 | 1495.3399 | 0 | 0 | 1495.3399 | 1495.4 | -0.060079
237 | 86.13 | 0 | 541.93 | 0 | 0 | 0 | 0 | 0 | 0 | 0 | 0 | 1657.47 | 86.13 | 0 | 0 | 0 | 1495.3399 | 0 | 0 | 1495.3399 | 1495.4 | -0.060079
238 | 86.13 | 0 | 539.55 | 0 | 0 | 0 | 0 | 0 | 0 | 0 | 0 | 1657.47 | 86.13 | 0 | 0 | 0 | 1495.3399 | 0 | 0 | 1495.3399 | 1495.4 | -0.060079
239 | 86.13 | 0 | 537.18 | 0 | 0 | 0 | 0 | 0 | 0 | 0 | 0 | 1657.47 | 86.13 | 0 | 0 | 0 | 1495.3399 | 0 | 0 | 1495.3399 | 1495.4 | -0.060079
240 | 86.13 | 0 | 534.8 | 0 | 0 | 0 | 0 | 0 | 0 | 0 | 0 | 1657.47 | 86.13 | 0 | 0 | 0 | 1495.3399 | 0 | 0 | 1495.3399 | 1495.4 | -0.060079
241 | 86.13 | 0 | 532.43 | 0 | 0 | 0 | 0 | 0 | 0 | 0 | 0 | 1657.47 | 86.13 | 0 | 0 | 0 | 1495.3399 | 0 | 0 | 1495.3399 | 1495.4 | -0.060079
242 | 86.13 | 0 | 530.05 | 0 | 0 | 0 | 0 | 0 | 0 | 0 | 0 | 1657.47 | 86.13 | 0 | 0 | 0 | 1495.3399 | 0 | 0 | 1495.3399 | 1495.4 | -0.060079
243 | 86.13 | 0 | 527.68 | 0 | 0 | 0 | 0 | 0 | 0 | 0 | 0 | 1657.47 | 86.13 | 0 | 0 | 0 | 1495.3399 | 0 | 0 | 1495.3399 | 1495.4 | -0.060079
244 | 86.13 | 0 | 525.3 | 0 | 0 | 0 | 0 | 0 | 0 | 0 | 0 | 1657.47 | 86.13 | 0 | 0 | 0 | 1495.3399 | 0 | 0 | 1495.3399 | 1495.4 | -0.060079
245 | 86.13 | 0 | 522.93 | 0 | 0 | 0 | 0 | 0 | 0 | 0 | 0 | 1657.47 | 86.13 | 0 | 0 | 0 | 1495.3399 | 0 | 0 | 1495.3399 | 1495.4 | -0.060079
246 | 86.13 | 0 | 520.55 | 0 | 0 | 0 | 0 | 0 | 0 | 0 | 0 | 1657.47 | 86.13 | 0 | 0 | 0 | 1495.3399 | 0 | 0 | 1495.3399 | 1495.4 | -0.060079
247 | 86.13 | 0 | 518.18 | 0 | 0 | 0 | 0 | 0 | 0 | 0 | 0 | 1657.47 | 86.13 | 0 | 0 | 0 | 1495.3399 | 0 | 0 | 1495.3399 | 1495.4 | -0.060079
248 | 86.13 | 0 | 515.8 | 0 | 0 | 0 | 0 | 0 | 0 | 0 | 0 | 1657.47 | 86.13 | 0 | 0 | 0 | 1495.3399 | 0 | 0 | 1495.3399 | 1495.4 | -0.060079
249 | 100 | 0 | 521.94 | 0 | 0 | 0 | 0 | 0 | 0 | 0 | 0 | 1657.47 | 48.89 | 51.11 | 0 | 0 | 1495.3399 | 2415.7528 | 51.11 | 3911.0927 | 3911.16 | -0.067327
250 | 100 | 0 | 528.08 | 0 | 0 | 0 | 0 | 0 | 0 | 0 | 0 | 1657.47 | 7.37 | 92.63 | 0 | 0 | 1495.3399 | 4378.2269 | 92.63 | 5873.5668 | 5873.82 | -0.25317
251 | 100 | 0 | 534.21 | 0 | 0 | 0 | 0 | 0 | 0 | 0 | 0 | 1657.47 | 0 | 102.42 | 2.42 | 0 | 1495.3399 | 4726.5755 | 100 | 6221.9154 | 6221.98 | -0.064551
252 | 100 | 0 | 540.35 | 0 | 0 | 0 | 0 | 0 | 0 | 0 | 0 | 1657.47 | 8.85 | 91.15 | 0 | 0 | 1495.3399 | 4308.2736 | 91.15 | 5803.6135 | 5803.68 | -0.066485
253 | 100 | 0 | 546.49 | 0 | 0 | 0 | 0 | 0 | 0 | 0 | 0 | 1657.47 | 0 | 104.22 | 4.22 | 0 | 1495.3399 | 4726.5755 | 100 | 6221.9154 | 6221.98 | -0.064551
254 | 100 | 0 | 552.62 | 0 | 0 | 0 | 0 | 0 | 0 | 0 | 0 | 1657.47 | 11.73 | 88.27 | 0 | 0 | 1495.3399 | 4172.1482 | 88.27 | 5667.4881 | 5667.46 | 0.028139
255 | 100 | 0 | 558.76 | 0 | 0 | 0 | 0 | 0 | 0 | 0 | 0 | 1657.47 | 0 | 136.97 | 36.97 | 0 | 1495.3399 | 4726.5755 | 100 | 6221.9154 | 6221.98 | -0.064551
256 | 100 | 0 | 564.89 | 0 | 0 | 0 | 0 | 0 | 0 | 0 | 0 | 1657.47 | 5.03 | 94.97 | 0 | 0 | 1495.3399 | 4488.8288 | 94.97 | 5984.1687 | 5984.14 | 0.0287
257 | 100 | 0 | 571.03 | 0 | 0 | 0 | 0 | 0 | 0 | 0 | 0 | 1657.47 | 61.12 | 38.88 | 0 | 0 | 1495.3399 | 1837.6926 | 38.88 | 3333.0325 | 3333.19 | -0.15751
258 | 86.13 | 0 | 568.66 | 0 | 0 | 0 | 0 | 0 | 0 | 0 | 0 | 1657.47 | 86.13 | 0 | 0 | 0 | 1495.3399 | 0 | 0 | 1495.3399 | 1495.4 | -0.060079
259 | 86.13 | 0 | 566.28 | 0 | 0 | 0 | 0 | 0 | 0 | 0 | 0 | 1657.47 | 86.13 | 0 | 0 | 0 | 1495.3399 | 0 | 0 | 1495.3399 | 1495.4 | -0.060079
260 | 86.13 | 0 | 563.91 | 0 | 0 | 0 | 0 | 0 | 0 | 0 | 0 | 1657.47 | 86.13 | 0 | 0 | 0 | 1495.3399 | 0 | 0 | 1495.3399 | 1495.4 | -0.060079
261 | 86.13 | 0 | 561.53 | 0 | 0 | 0 | 0 | 0 | 0 | 0 | 0 | 1657.47 | 86.13 | 0 | 0 | 0 | 1495.3399 | 0 | 0 | 1495.3399 | 1495.4 | -0.060079
262 | 86.13 | 0 | 559.16 | 0 | 0 | 0 | 0 | 0 | 0 | 0 | 0 | 1657.47 | 86.13 | 0 | 0 | 0 | 1495.3399 | 0 | 0 | 1495.3399 | 1495.4 | -0.060079
263 | 86.13 | 0 | 556.78 | 0 | 0 | 0 | 0 | 0 | 0 | 0 | 0 | 1657.47 | 86.13 | 0 | 0 | 0 | 1495.3399 | 0 | 0 | 1495.3399 | 1495.4 | -0.060079
264 | 86.13 | 0 | 554.41 | 0 | 0 | 0 | 0 | 0 | 0 | 0 | 0 | 1657.47 | 86.13 | 0 | 0 | 0 | 1495.3399 | 0 | 0 | 1495.3399 | 1495.4 | -0.060079
265 | 86.13 | 0 | 552.03 | 0 | 0 | 0 | 0 | 0 | 0 | 0 | 0 | 1657.47 | 86.13 | 0 | 0 | 0 | 1495.3399 | 0 | 0 | 1495.3399 | 1495.4 | -0.060079
266 | 86.13 | 0 | 549.66 | 0 | 0 | 0 | 0 | 0 | 0 | 0 | 0 | 1657.47 | 86.13 | 0 | 0 | 0 | 1495.3399 | 0 | 0 | 1495.3399 | 1495.4 | -0.060079
267 | 86.13 | 0 | 547.28 | 0 | 0 | 0 | 0 | 0 | 0 | 0 | 0 | 1657.47 | 86.13 | 0 | 0 | 0 | 1495.3399 | 0 | 0 | 1495.3399 | 1495.4 | -0.060079
268 | 86.13 | 0 | 544.91 | 0 | 0 | 0 | 0 | 0 | 0 | 0 | 0 | 1657.47 | 86.13 | 0 | 0 | 0 | 1495.3399 | 0 | 0 | 1495.3399 | 1495.4 | -0.060079
269 | 86.13 | 0 | 542.54 | 0 | 0 | 0 | 0 | 0 | 0 | 0 | 0 | 1657.47 | 86.13 | 0 | 0 | 0 | 1495.3399 | 0 | 0 | 1495.3399 | 1495.4 | -0.060079
270 | 86.13 | 0 | 540.16 | 0 | 0 | 0 | 0 | 0 | 0 | 0 | 0 | 1657.47 | 86.13 | 0 | 0 | 0 | 1495.3399 | 0 | 0 | 1495.3399 | 1495.4 | -0.060079
271 | 86.13 | 0 | 537.79 | 0 | 0 | 0 | 0 | 0 | 0 | 0 | 0 | 1657.47 | 86.13 | 0 | 0 | 0 | 1495.3399 | 0 | 0 | 1495.3399 | 1495.4 | -0.060079
272 | 86.13 | 0 | 535.41 | 0 | 0 | 0 | 0 | 0 | 0 | 0 | 0 | 1657.47 | 86.13 | 0 | 0 | 0 | 1495.3399 | 0 | 0 | 1495.3399 | 1495.4 | -0.060079
273 | 100 | 0 | 541.55 | 0 | 0 | 0 | 0 | 0 | 0 | 0 | 0 | 1657.47 | 29.87 | 70.13 | 0 | 0 | 1495.3399 | 3314.7474 | 70.13 | 4810.0873 | 4810.15 | -0.062661
274 | 100 | 0 | 547.68 | 0 | 0 | 0 | 0 | 0 | 0 | 0 | 0 | 1657.47 | 0 | 122.85 | 22.85 | 0 | 1495.3399 | 4726.5755 | 100 | 6221.9154 | 6221.98 | -0.064551
275 | 100 | 0 | 553.82 | 0 | 0 | 0 | 0 | 0 | 0 | 0 | 0 | 1657.47 | 0 | 110 | 10 | 0 | 1495.3399 | 4726.5755 | 100 | 6221.9154 | 6221.98 | -0.064551
276 | 100 | 0 | 559.96 | 0 | 0 | 0 | 0 | 0 | 0 | 0 | 0 | 1657.47 | 0 | 115.35 | 15.35 | 0 | 1495.3399 | 4726.5755 | 100 | 6221.9154 | 6221.98 | -0.064551
277 | 100 | 0 | 566.09 | 0 | 0 | 0 | 0 | 0 | 0 | 0 | 0 | 1657.47 | 9.32 | 90.68 | 0 | 0 | 1495.3399 | 4286.0587 | 90.68 | 5781.3986 | 5781.27 | 0.12861
278 | 100 | 0 | 572.23 | 0 | 0 | 0 | 0 | 0 | 0 | 0 | 0 | 1657.47 | 0 | 111.68 | 11.68 | 0 | 1495.3399 | 4726.5755 | 100 | 6221.9154 | 6221.98 | -0.064551
279 | 100 | 0 | 578.36 | 0 | 0 | 0 | 0 | 0 | 0 | 0 | 0 | 1657.47 | 38.91 | 61.09 | 0 | 0 | 1495.3399 | 2887.465 | 61.09 | 4382.8049 | 4383.06 | -0.25509
280 | 100 | 0 | 584.5 | 0 | 0 | 0 | 0 | 0 | 0 | 0 | 0 | 1657.47 | 61.15 | 38.85 | 0 | 0 | 1495.3399 | 1836.2746 | 38.85 | 3331.6145 | 3331.87 | -0.25549
281 | 97.46 | 0 | 589.08 | 0 | 0 | 0 | 0 | 0 | 0 | 0 | 0 | 1657.47 | 86.13 | 11.33 | 0 | 0 | 1495.3399 | 535.521 | 11.33 | 2030.8609 | 2031.09 | -0.22907
282 | 86.13 | 0 | 586.71 | 0 | 0 | 0 | 0 | 0 | 0 | 0 | 0 | 1657.47 | 86.13 | 0 | 0 | 0 | 1495.3399 | 0 | 0 | 1495.3399 | 1495.4 | -0.060079
283 | 86.13 | 0 | 584.33 | 0 | 0 | 0 | 0 | 0 | 0 | 0 | 0 | 1657.47 | 86.13 | 0 | 0 | 0 | 1495.3399 | 0 | 0 | 1495.3399 | 1495.4 | -0.060079
284 | 86.13 | 0 | 581.96 | 0 | 0 | 0 | 0 | 0 | 0 | 0 | 0 | 1657.47 | 86.13 | 0 | 0 | 0 | 1495.3399 | 0 | 0 | 1495.3399 | 1495.4 | -0.060079
285 | 86.13 | 0 | 579.58 | 0 | 0 | 0 | 0 | 0 | 0 | 0 | 0 | 1657.47 | 86.13 | 0 | 0 | 0 | 1495.3399 | 0 | 0 | 1495.3399 | 1495.4 | -0.060079
286 | 86.13 | 0 | 577.21 | 0 | 0 | 0 | 0 | 0 | 0 | 0 | 0 | 1657.47 | 86.13 | 0 | 0 | 0 | 1495.3399 | 0 | 0 | 1495.3399 | 1495.4 | -0.060079
287 | 86.13 | 0 | 574.83 | 0 | 0 | 0 | 0 | 0 | 0 | 0 | 0 | 1657.47 | 86.13 | 0 | 0 | 0 | 1495.3399 | 0 | 0 | 1495.3399 | 1495.4 | -0.060079
288 | 86.13 | 0 | 572.46 | 0 | 0 | 0 | 0 | 0 | 0 | 0 | 0 | 1657.47 | 86.13 | 0 | 0 | 0 | 1495.3399 | 0 | 0 | 1495.3399 | 1495.4 | -0.060079
289 | 86.13 | 0 | 570.08 | 0 | 0 | 0 | 0 | 0 | 0 | 0 | 0 | 1657.47 | 86.13 | 0 | 0 | 0 | 1495.3399 | 0 | 0 | 1495.3399 | 1495.4 | -0.060079
290 | 86.13 | 0 | 567.71 | 0 | 0 | 0 | 0 | 0 | 0 | 0 | 0 | 1657.47 | 86.13 | 0 | 0 | 0 | 1495.3399 | 0 | 0 | 1495.3399 | 1495.4 | -0.060079
291 | 86.13 | 0 | 565.33 | 0 | 0 | 0 | 0 | 0 | 0 | 0 | 0 | 1657.47 | 86.13 | 0 | 0 | 0 | 1495.3399 | 0 | 0 | 1495.3399 | 1495.4 | -0.060079
292 | 86.13 | 0 | 562.96 | 0 | 0 | 0 | 0 | 0 | 0 | 0 | 0 | 1657.47 | 86.13 | 0 | 0 | 0 | 1495.3399 | 0 | 0 | 1495.3399 | 1495.4 | -0.060079
293 | 86.13 | 0 | 560.59 | 0 | 0 | 0 | 0 | 0 | 0 | 0 | 0 | 1657.47 | 86.13 | 0 | 0 | 0 | 1495.3399 | 0 | 0 | 1495.3399 | 1495.4 | -0.060079
294 | 86.13 | 0 | 558.21 | 0 | 0 | 0 | 0 | 0 | 0 | 0 | 0 | 1657.47 | 86.13 | 0 | 0 | 0 | 1495.3399 | 0 | 0 | 1495.3399 | 1495.4 | -0.060079
295 | 86.13 | 0 | 555.84 | 0 | 0 | 0 | 0 | 0 | 0 | 0 | 0 | 1657.47 | 86.13 | 0 | 0 | 0 | 1495.3399 | 0 | 0 | 1495.3399 | 1495.4 | -0.060079
296 | 86.13 | 0 | 553.46 | 0 | 0 | 0 | 0 | 0 | 0 | 0 | 0 | 1657.47 | 86.13 | 0 | 0 | 0 | 1495.3399 | 0 | 0 | 1495.3399 | 1495.4 | -0.060079
297 | 100 | 0 | 559.6 | 0 | 0 | 0 | 0 | 0 | 0 | 0 | 0 | 1657.47 | 39.3 | 60.7 | 0 | 0 | 1495.3399 | 2869.0313 | 60.7 | 4364.3713 | 4364.25 | 0.12127
298 | 100 | 0 | 565.73 | 0 | 0 | 0 | 0 | 0 | 0 | 0 | 0 | 1657.47 | 44.7 | 55.3 | 0 | 0 | 1495.3399 | 2613.7963 | 55.3 | 4109.1362 | 4109.01 | 0.12619
299 | 100 | 0 | 571.87 | 0 | 0 | 0 | 0 | 0 | 0 | 0 | 0 | 1657.47 | 11.77 | 88.23 | 0 | 0 | 1495.3399 | 4170.2576 | 88.23 | 5665.5975 | 5665.66 | -0.062491
300 | 100 | 0 | 578.01 | 0 | 0 | 0 | 0 | 0 | 0 | 0 | 0 | 1657.47 | 9.38 | 90.62 | 0 | 0 | 1495.3399 | 4283.2227 | 90.62 | 5778.5627 | 5778.82 | -0.25734
301 | 100 | 0 | 584.14 | 0 | 0 | 0 | 0 | 0 | 0 | 0 | 0 | 1657.47 | 0 | 108.72 | 8.72 | 0 | 1495.3399 | 4726.5755 | 100 | 6221.9154 | 6221.98 | -0.064551
302 | 100 | 0 | 590.28 | 0 | 0 | 0 | 0 | 0 | 0 | 0 | 0 | 1657.47 | 25.43 | 74.57 | 0 | 0 | 1495.3399 | 3524.6074 | 74.57 | 5019.9473 | 5020.11 | -0.16271
303 | 100 | 0 | 596.42 | 0 | 0 | 0 | 0 | 0 | 0 | 0 | 0 | 1657.47 | 85.89 | 14.11 | 0 | 0 | 1495.3399 | 666.9198 | 14.11 | 2162.2597 | 2162.35 | -0.090272
304 | 100 | 0 | 602.55 | 0 | 0 | 0 | 0 | 0 | 0 | 0 | 0 | 1657.47 | 7.92 | 92.08 | 0 | 0 | 1495.3399 | 4352.2307 | 92.08 | 5847.5707 | 5847.63 | -0.059333
305 | 100 | 0 | 608.69 | 0 | 0 | 0 | 0 | 0 | 0 | 0 | 0 | 1657.47 | 63.17 | 36.83 | 0 | 0 | 1495.3399 | 1740.7978 | 36.83 | 3236.1377 | 3236.11 | 0.027688
306 | 86.13 | 0 | 606.31 | 0 | 0 | 0 | 0 | 0 | 0 | 0 | 0 | 1657.47 | 86.13 | 0 | 0 | 0 | 1495.3399 | 0 | 0 | 1495.3399 | 1495.4 | -0.060079
307 | 86.13 | 0 | 603.94 | 0 | 0 | 0 | 0 | 0 | 0 | 0 | 0 | 1657.47 | 86.13 | 0 | 0 | 0 | 1495.3399 | 0 | 0 | 1495.3399 | 1495.4 | -0.060079
308 | 86.13 | 0 | 601.56 | 0 | 0 | 0 | 0 | 0 | 0 | 0 | 0 | 1657.47 | 86.13 | 0 | 0 | 0 | 1495.3399 | 0 | 0 | 1495.3399 | 1495.4 | -0.060079
309 | 86.13 | 0 | 599.19 | 0 | 0 | 0 | 0 | 0 | 0 | 0 | 0 | 1657.47 | 86.13 | 0 | 0 | 0 | 1495.3399 | 0 | 0 | 1495.3399 | 1495.4 | -0.060079
310 | 86.13 | 0 | 596.81 | 0 | 0 | 0 | 0 | 0 | 0 | 0 | 0 | 1657.47 | 86.13 | 0 | 0 | 0 | 1495.3399 | 0 | 0 | 1495.3399 | 1495.4 | -0.060079
311 | 86.13 | 0 | 594.44 | 0 | 0 | 0 | 0 | 0 | 0 | 0 | 0 | 1657.47 | 86.13 | 0 | 0 | 0 | 1495.3399 | 0 | 0 | 1495.3399 | 1495.4 | -0.060079
312 | 86.13 | 0 | 592.06 | 0 | 0 | 0 | 0 | 0 | 0 | 0 | 0 | 1657.47 | 86.13 | 0 | 0 | 0 | 1495.3399 | 0 | 0 | 1495.3399 | 1495.4 | -0.060079
313 | 86.13 | 0 | 589.69 | 0 | 0 | 0 | 0 | 0 | 0 | 0 | 0 | 1657.47 | 86.13 | 0 | 0 | 0 | 1495.3399 | 0 | 0 | 1495.3399 | 1495.4 | -0.060079
314 | 86.13 | 0 | 587.32 | 0 | 0 | 0 | 0 | 0 | 0 | 0 | 0 | 1657.47 | 86.13 | 0 | 0 | 0 | 1495.3399 | 0 | 0 | 1495.3399 | 1495.4 | -0.060079
315 | 86.13 | 0 | 584.94 | 0 | 0 | 0 | 0 | 0 | 0 | 0 | 0 | 1657.47 | 86.13 | 0 | 0 | 0 | 1495.3399 | 0 | 0 | 1495.3399 | 1495.4 | -0.060079
316 | 86.13 | 0 | 582.57 | 0 | 0 | 0 | 0 | 0 | 0 | 0 | 0 | 1657.47 | 86.13 | 0 | 0 | 0 | 1495.3399 | 0 | 0 | 1495.3399 | 1495.4 | -0.060079
317 | 86.13 | 0 | 580.19 | 0 | 0 | 0 | 0 | 0 | 0 | 0 | 0 | 1657.47 | 86.13 | 0 | 0 | 0 | 1495.3399 | 0 | 0 | 1495.3399 | 1495.4 | -0.060079
318 | 86.13 | 0 | 577.82 | 0 | 0 | 0 | 0 | 0 | 0 | 0 | 0 | 1657.47 | 86.13 | 0 | 0 | 0 | 1495.3399 | 0 | 0 | 1495.3399 | 1495.4 | -0.060079
319 | 86.13 | 0 | 575.44 | 0 | 0 | 0 | 0 | 0 | 0 | 0 | 0 | 1657.47 | 86.13 | 0 | 0 | 0 | 1495.3399 | 0 | 0 | 1495.3399 | 1495.4 | -0.060079
320 | 86.13 | 0 | 573.07 | 0 | 0 | 0 | 0 | 0 | 0 | 0 | 0 | 1657.47 | 86.13 | 0 | 0 | 0 | 1495.3399 | 0 | 0 | 1495.3399 | 1495.4 | -0.060079
321 | 94.9 | 0 | 576.07 | 0 | 0 | 0 | 0 | 0 | 0 | 0 | 0 | 1657.47 | 86.13 | 8.76 | 0 | 0 | 1495.3399 | 414.048 | 8.76 | 1909.3879 | 1909.64 | -0.25206
322 | 100 | 0 | 582.21 | 0 | 0 | 0 | 0 | 0 | 0 | 0 | 0 | 1657.47 | 79.23 | 20.77 | 0 | 0 | 1495.3399 | 981.7097 | 20.77 | 2477.0497 | 2476.92 | 0.12966
323 | 100 | 0 | 588.34 | 0 | 0 | 0 | 0 | 0 | 0 | 0 | 0 | 1657.47 | 77.15 | 22.85 | 0 | 0 | 1495.3399 | 1080.0225 | 22.85 | 2575.3624 | 2575.33 | 0.032429
324 | 100 | 0 | 594.48 | 0 | 0 | 0 | 0 | 0 | 0 | 0 | 0 | 1657.47 | 53.05 | 46.95 | 0 | 0 | 1495.3399 | 2219.1272 | 46.95 | 3714.4671 | 3714.44 | 0.027131
325 | 100 | 0 | 600.62 | 0 | 0 | 0 | 0 | 0 | 0 | 0 | 0 | 1657.47 | 69.33 | 30.67 | 0 | 0 | 1495.3399 | 1449.6407 | 30.67 | 2944.9806 | 2945.14 | -0.15936
326 | 100 | 0 | 606.75 | 0 | 0 | 0 | 0 | 0 | 0 | 0 | 0 | 1657.47 | 85.68 | 14.32 | 0 | 0 | 1495.3399 | 676.8456 | 14.32 | 2172.1855 | 2172.17 | 0.015536
327 | 95.84 | 0 | 610.34 | 0 | 0 | 0 | 0 | 0 | 0 | 0 | 0 | 1657.47 | 86.13 | 9.71 | 0 | 0 | 1495.3399 | 458.9505 | 9.71 | 1954.2904 | 1954.31 | -0.019596
328 | 91.57 | 0 | 611.3 | 0 | 0 | 0 | 0 | 0 | 0 | 0 | 0 | 1657.47 | 86.13 | 5.44 | 0 | 0 | 1495.3399 | 257.1257 | 5.44 | 1752.4656 | 1752.29 | 0.17563
329 | 86.84 | 0 | 609.36 | 0 | 0 | 0 | 0 | 0 | 0 | 0 | 0 | 1657.47 | 86.13 | 0.71 | 0 | 0 | 1495.3399 | 33.5587 | 0.71 | 1528.8986 | 1529.09 | -0.19139
330 | 86.13 | 0 | 606.98 | 0 | 0 | 0 | 0 | 0 | 0 | 0 | 0 | 1657.47 | 86.13 | 0 | 0 | 0 | 1495.3399 | 0 | 0 | 1495.3399 | 1495.4 | -0.060079
331 | 86.13 | 0 | 604.61 | 0 | 0 | 0 | 0 | 0 | 0 | 0 | 0 | 1657.47 | 86.13 | 0 | 0 | 0 | 1495.3399 | 0 | 0 | 1495.3399 | 1495.4 | -0.060079
332 | 86.13 | 0 | 602.24 | 0 | 0 | 0 | 0 | 0 | 0 | 0 | 0 | 1657.47 | 86.13 | 0 | 0 | 0 | 1495.3399 | 0 | 0 | 1495.3399 | 1495.4 | -0.060079
333 | 86.13 | 0 | 599.86 | 0 | 0 | 0 | 0 | 0 | 0 | 0 | 0 | 1657.47 | 86.13 | 0 | 0 | 0 | 1495.3399 | 0 | 0 | 1495.3399 | 1495.4 | -0.060079
334 | 86.13 | 0 | 597.49 | 0 | 0 | 0 | 0 | 0 | 0 | 0 | 0 | 1657.47 | 86.13 | 0 | 0 | 0 | 1495.3399 | 0 | 0 | 1495.3399 | 1495.4 | -0.060079
335 | 86.13 | 0 | 595.11 | 0 | 0 | 0 | 0 | 0 | 0 | 0 | 0 | 1657.47 | 86.13 | 0 | 0 | 0 | 1495.3399 | 0 | 0 | 1495.3399 | 1495.4 | -0.060079
336 | 86.13 | 0 | 592.74 | 0 | 0 | 0 | 0 | 0 | 0 | 0 | 0 | 1657.47 | 86.13 | 0 | 0 | 0 | 1495.3399 | 0 | 0 | 1495.3399 | 1495.4 | -0.060079
337 | 86.13 | 0 | 590.36 | 0 | 0 | 0 | 0 | 0 | 0 | 0 | 0 | 1657.47 | 86.13 | 0 | 0 | 0 | 1495.3399 | 0 | 0 | 1495.3399 | 1495.4 | -0.060079
338 | 86.13 | 0 | 587.99 | 0 | 0 | 0 | 0 | 0 | 0 | 0 | 0 | 1657.47 | 86.13 | 0 | 0 | 0 | 1495.3399 | 0 | 0 | 1495.3399 | 1495.4 | -0.060079
339 | 86.13 | 0 | 585.61 | 0 | 0 | 0 | 0 | 0 | 0 | 0 | 0 | 1657.47 | 86.13 | 0 | 0 | 0 | 1495.3399 | 0 | 0 | 1495.3399 | 1495.4 | -0.060079
340 | 86.13 | 0 | 583.24 | 0 | 0 | 0 | 0 | 0 | 0 | 0 | 0 | 1657.47 | 86.13 | 0 | 0 | 0 | 1495.3399 | 0 | 0 | 1495.3399 | 1495.4 | -0.060079
341 | 86.13 | 0 | 580.86 | 0 | 0 | 0 | 0 | 0 | 0 | 0 | 0 | 1657.47 | 86.13 | 0 | 0 | 0 | 1495.3399 | 0 | 0 | 1495.3399 | 1495.4 | -0.060079
342 | 86.13 | 0 | 578.49 | 0 | 0 | 0 | 0 | 0 | 0 | 0 | 0 | 1657.47 | 86.13 | 0 | 0 | 0 | 1495.3399 | 0 | 0 | 1495.3399 | 1495.4 | -0.060079
343 | 86.13 | 0 | 576.11 | 0 | 0 | 0 | 0 | 0 | 0 | 0 | 0 | 1657.47 | 86.13 | 0 | 0 | 0 | 1495.3399 | 0 | 0 | 1495.3399 | 1495.4 | -0.060079
344 | 86.13 | 0 | 573.74 | 0 | 0 | 0 | 0 | 0 | 0 | 0 | 0 | 1657.47 | 86.13 | 0 | 0 | 0 | 1495.3399 | 0 | 0 | 1495.3399 | 1495.4 | -0.060079
345 | 100 | 0 | 579.88 | 0 | 0 | 0 | 0 | 0 | 0 | 0 | 0 | 1657.47 | 29.69 | 70.31 | 0 | 0 | 1495.3399 | 3323.2553 | 70.31 | 4818.5952 | 4818.75 | -0.15483
346 | 100 | 0 | 586.01 | 0 | 0 | 0 | 0 | 0 | 0 | 0 | 0 | 1657.47 | 78.61 | 21.39 | 0 | 0 | 1495.3399 | 1011.0145 | 21.39 | 2506.3544 | 2506.61 | -0.25557
347 | 100 | 0 | 592.15 | 0 | 0 | 0 | 0 | 0 | 0 | 0 | 0 | 1657.47 | 75.65 | 24.35 | 0 | 0 | 1495.3399 | 1150.9211 | 24.35 | 2646.2611 | 2646.32 | -0.058938
348 | 100 | 0 | 598.28 | 0 | 0 | 0 | 0 | 0 | 0 | 0 | 0 | 1657.47 | 65 | 35 | 0 | 0 | 1495.3399 | 1654.3014 | 35 | 3149.6414 | 3149.8 | -0.15864
349 | 100 | 0 | 604.42 | 0 | 0 | 0 | 0 | 0 | 0 | 0 | 0 | 1657.47 | 0 | 110.92 | 10.92 | 0 | 1495.3399 | 4726.5755 | 100 | 6221.9154 | 6221.98 | -0.064551
350 | 100 | 0 | 610.56 | 0 | 0 | 0 | 0 | 0 | 0 | 0 | 0 | 1657.47 | 33.96 | 66.04 | 0 | 0 | 1495.3399 | 3121.4305 | 66.04 | 4616.7704 | 4616.83 | -0.0596
351 | 100 | 0 | 616.69 | 0 | 0 | 0 | 0 | 0 | 0 | 0 | 0 | 1657.47 | 67.66 | 32.34 | 0 | 0 | 1495.3399 | 1528.5745 | 32.34 | 3023.9144 | 3023.88 | 0.034446
352 | 100 | 0 | 622.83 | 0 | 0 | 0 | 0 | 0 | 0 | 0 | 0 | 1657.47 | 80.69 | 19.31 | 0 | 0 | 1495.3399 | 912.7017 | 19.31 | 2408.0417 | 2407.9 | 0.14166
353 | 90.99 | 0 | 623.44 | 0 | 0 | 0 | 0 | 0 | 0 | 0 | 0 | 1657.47 | 86.13 | 4.86 | 0 | 0 | 1495.3399 | 229.7116 | 4.86 | 1725.0515 | 1725.02 | 0.031491
354 | 86.13 | 0 | 621.06 | 0 | 0 | 0 | 0 | 0 | 0 | 0 | 0 | 1657.47 | 86.13 | 0 | 0 | 0 | 1495.3399 | 0 | 0 | 1495.3399 | 1495.4 | -0.060079
355 | 86.13 | 0 | 618.69 | 0 | 0 | 0 | 0 | 0 | 0 | 0 | 0 | 1657.47 | 86.13 | 0 | 0 | 0 | 1495.3399 | 0 | 0 | 1495.3399 | 1495.4 | -0.060079
356 | 86.13 | 0 | 616.31 | 0 | 0 | 0 | 0 | 0 | 0 | 0 | 0 | 1657.47 | 86.13 | 0 | 0 | 0 | 1495.3399 | 0 | 0 | 1495.3399 | 1495.4 | -0.060079
357 | 86.13 | 0 | 613.94 | 0 | 0 | 0 | 0 | 0 | 0 | 0 | 0 | 1657.47 | 86.13 | 0 | 0 | 0 | 1495.3399 | 0 | 0 | 1495.3399 | 1495.4 | -0.060079
358 | 86.13 | 0 | 611.56 | 0 | 0 | 0 | 0 | 0 | 0 | 0 | 0 | 1657.47 | 86.13 | 0 | 0 | 0 | 1495.3399 | 0 | 0 | 1495.3399 | 1495.4 | -0.060079
359 | 86.13 | 0 | 609.19 | 0 | 0 | 0 | 0 | 0 | 0 | 0 | 0 | 1657.47 | 86.13 | 0 | 0 | 0 | 1495.3399 | 0 | 0 | 1495.3399 | 1495.4 | -0.060079
360 | 86.13 | 0 | 606.81 | 0 | 0 | 0 | 0 | 0 | 0 | 0 | 0 | 1657.47 | 86.13 | 0 | 0 | 0 | 1495.3399 | 0 | 0 | 1495.3399 | 1495.4 | -0.060079
361 | 86.13 | 0 | 604.44 | 0 | 0 | 0 | 0 | 0 | 0 | 0 | 0 | 1657.47 | 86.13 | 0 | 0 | 0 | 1495.3399 | 0 | 0 | 1495.3399 | 1495.4 | -0.060079
362 | 86.13 | 0 | 602.06 | 0 | 0 | 0 | 0 | 0 | 0 | 0 | 0 | 1657.47 | 86.13 | 0 | 0 | 0 | 1495.3399 | 0 | 0 | 1495.3399 | 1495.4 | -0.060079
363 | 86.13 | 0 | 599.69 | 0 | 0 | 0 | 0 | 0 | 0 | 0 | 0 | 1657.47 | 86.13 | 0 | 0 | 0 | 1495.3399 | 0 | 0 | 1495.3399 | 1495.4 | -0.060079
364 | 86.13 | 0 | 597.31 | 0 | 0 | 0 | 0 | 0 | 0 | 0 | 0 | 1657.47 | 86.13 | 0 | 0 | 0 | 1495.3399 | 0 | 0 | 1495.3399 | 1495.4 | -0.060079
365 | 86.13 | 0 | 594.94 | 0 | 0 | 0 | 0 | 0 | 0 | 0 | 0 | 1657.47 | 86.13 | 0 | 0 | 0 | 1495.3399 | 0 | 0 | 1495.3399 | 1495.4 | -0.060079
366 | 86.13 | 0 | 592.57 | 0 | 0 | 0 | 0 | 0 | 0 | 0 | 0 | 1657.47 | 86.13 | 0 | 0 | 0 | 1495.3399 | 0 | 0 | 1495.3399 | 1495.4 | -0.060079
367 | 86.13 | 0 | 590.19 | 0 | 0 | 0 | 0 | 0 | 0 | 0 | 0 | 1657.47 | 86.13 | 0 | 0 | 0 | 1495.3399 | 0 | 0 | 1495.3399 | 1495.4 | -0.060079
368 | 86.13 | 0 | 587.82 | 0 | 0 | 0 | 0 | 0 | 0 | 0 | 0 | 1657.47 | 86.13 | 0 | 0 | 0 | 1495.3399 | 0 | 0 | 1495.3399 | 1495.4 | -0.060079
369 | 100 | 0 | 593.95 | 0 | 0 | 0 | 0 | 0 | 0 | 0 | 0 | 1657.47 | 42.1 | 57.9 | 0 | 0 | 1495.3399 | 2736.6872 | 57.9 | 4232.0272 | 4232.19 | -0.16285
370 | 94.47 | 0 | 596.7 | 0 | 0 | 0 | 0 | 0 | 0 | 0 | 0 | 1657.47 | 86.13 | 8.34 | 0 | 0 | 1495.3399 | 394.1964 | 8.34 | 1889.5363 | 1889.64 | -0.10368
371 | 91.05 | 0 | 597.34 | 0 | 0 | 0 | 0 | 0 | 0 | 0 | 0 | 1657.47 | 86.13 | 4.92 | 0 | 0 | 1495.3399 | 232.5475 | 4.92 | 1727.8874 | 1727.99 | -0.10256
372 | 91.66 | 0 | 598.36 | 0 | 0 | 0 | 0 | 0 | 0 | 0 | 0 | 1657.47 | 86.13 | 5.53 | 0 | 0 | 1495.3399 | 261.3796 | 5.53 | 1756.7195 | 1756.75 | -0.030453
373 | 100 | 0 | 604.5 | 0 | 0 | 0 | 0 | 0 | 0 | 0 | 0 | 1657.47 | 83.22 | 16.78 | 0 | 0 | 1495.3399 | 793.1194 | 16.78 | 2288.4593 | 2288.42 | 0.039294
374 | 100 | 0 | 610.63 | 0 | 0 | 0 | 0 | 0 | 0 | 0 | 0 | 1657.47 | 80.6 | 19.4 | 0 | 0 | 1495.3399 | 916.9557 | 19.4 | 2412.2956 | 2412.44 | -0.14443
375 | 86.16 | 0 | 608.28 | 0 | 0 | 0 | 0 | 0 | 0 | 0 | 0 | 1657.47 | 86.13 | 0.03 | 0 | 0 | 1495.3399 | 1.418 | 0.03 | 1496.7579 | 1496.84 | -0.082107
376 | 86.13 | 0 | 605.9 | 0 | 0 | 0 | 0 | 0 | 0 | 0 | 0 | 1657.47 | 86.13 | 0 | 0 | 0 | 1495.3399 | 0 | 0 | 1495.3399 | 1495.4 | -0.060079
377 | 100 | 0 | 612.04 | 0 | 0 | 0 | 0 | 0 | 0 | 0 | 0 | 1657.47 | 65.68 | 34.32 | 0 | 0 | 1495.3399 | 1622.1607 | 34.32 | 3117.5006 | 3117.75 | -0.24936
378 | 86.13 | 0 | 609.66 | 0 | 0 | 0 | 0 | 0 | 0 | 0 | 0 | 1657.47 | 86.13 | 0 | 0 | 0 | 1495.3399 | 0 | 0 | 1495.3399 | 1495.4 | -0.060079
379 | 86.13 | 0 | 607.29 | 0 | 0 | 0 | 0 | 0 | 0 | 0 | 0 | 1657.47 | 86.13 | 0 | 0 | 0 | 1495.3399 | 0 | 0 | 1495.3399 | 1495.4 | -0.060079
380 | 86.13 | 0 | 604.91 | 0 | 0 | 0 | 0 | 0 | 0 | 0 | 0 | 1657.47 | 86.13 | 0 | 0 | 0 | 1495.3399 | 0 | 0 | 1495.3399 | 1495.4 | -0.060079
381 | 86.13 | 0 | 602.54 | 0 | 0 | 0 | 0 | 0 | 0 | 0 | 0 | 1657.47 | 86.13 | 0 | 0 | 0 | 1495.3399 | 0 | 0 | 1495.3399 | 1495.4 | -0.060079
382 | 86.13 | 0 | 600.16 | 0 | 0 | 0 | 0 | 0 | 0 | 0 | 0 | 1657.47 | 86.13 | 0 | 0 | 0 | 1495.3399 | 0 | 0 | 1495.3399 | 1495.4 | -0.060079
383 | 86.13 | 0 | 597.79 | 0 | 0 | 0 | 0 | 0 | 0 | 0 | 0 | 1657.47 | 86.13 | 0 | 0 | 0 | 1495.3399 | 0 | 0 | 1495.3399 | 1495.4 | -0.060079
384 | 86.13 | 0 | 595.41 | 0 | 0 | 0 | 0 | 0 | 0 | 0 | 0 | 1657.47 | 86.13 | 0 | 0 | 0 | 1495.3399 | 0 | 0 | 1495.3399 | 1495.4 | -0.060079
385 | 86.13 | 0 | 593.04 | 0 | 0 | 0 | 0 | 0 | 0 | 0 | 0 | 1657.47 | 86.13 | 0 | 0 | 0 | 1495.3399 | 0 | 0 | 1495.3399 | 1495.4 | -0.060079
386 | 86.13 | 0 | 590.67 | 0 | 0 | 0 | 0 | 0 | 0 | 0 | 0 | 1657.47 | 86.13 | 0 | 0 | 0 | 1495.3399 | 0 | 0 | 1495.3399 | 1495.4 | -0.060079
387 | 86.13 | 0 | 588.29 | 0 | 0 | 0 | 0 | 0 | 0 | 0 | 0 | 1657.47 | 86.13 | 0 | 0 | 0 | 1495.3399 | 0 | 0 | 1495.3399 | 1495.4 | -0.060079
388 | 86.13 | 0 | 585.92 | 0 | 0 | 0 | 0 | 0 | 0 | 0 | 0 | 1657.47 | 86.13 | 0 | 0 | 0 | 1495.3399 | 0 | 0 | 1495.3399 | 1495.4 | -0.060079
389 | 86.13 | 0 | 583.54 | 0 | 0 | 0 | 0 | 0 | 0 | 0 | 0 | 1657.47 | 86.13 | 0 | 0 | 0 | 1495.3399 | 0 | 0 | 1495.3399 | 1495.4 | -0.060079
390 | 86.13 | 0 | 581.17 | 0 | 0 | 0 | 0 | 0 | 0 | 0 | 0 | 1657.47 | 86.13 | 0 | 0 | 0 | 1495.3399 | 0 | 0 | 1495.3399 | 1495.4 | -0.060079
391 | 86.13 | 0 | 578.79 | 0 | 0 | 0 | 0 | 0 | 0 | 0 | 0 | 1657.47 | 86.13 | 0 | 0 | 0 | 1495.3399 | 0 | 0 | 1495.3399 | 1495.4 | -0.060079
392 | 86.13 | 0 | 576.42 | 0 | 0 | 0 | 0 | 0 | 0 | 0 | 0 | 1657.47 | 86.13 | 0 | 0 | 0 | 1495.3399 | 0 | 0 | 1495.3399 | 1495.4 | -0.060079
393 | 87.45 | 0 | 574.85 | 0 | 0 | 0 | 0 | 0 | 0 | 0 | 0 | 1657.47 | 86.13 | 1.32 | 0 | 0 | 1495.3399 | 62.3908 | 1.32 | 1557.7307 | 1557.74 | -0.0092824
394 | 90.19 | 0 | 574.97 | 0 | 0 | 0 | 0 | 0 | 0 | 0 | 0 | 1657.47 | 86.13 | 4.06 | 0 | 0 | 1495.3399 | 191.899 | 4.06 | 1687.2389 | 1687.38 | -0.14111
395 | 100 | 0 | 581.11 | 0 | 0 | 0 | 0 | 0 | 0 | 0 | 0 | 1657.47 | 79.47 | 20.53 | 0 | 0 | 1495.3399 | 970.366 | 20.53 | 2465.7059 | 2465.86 | -0.15412
396 | 91.83 | 0 | 582.23 | 0 | 0 | 0 | 0 | 0 | 0 | 0 | 0 | 1657.47 | 86.13 | 5.7 | 0 | 0 | 1495.3399 | 269.4148 | 5.7 | 1764.7547 | 1764.99 | -0.23527
397 | 100 | 0 | 588.37 | 0 | 0 | 0 | 0 | 0 | 0 | 0 | 0 | 1657.47 | 79.44 | 20.56 | 0 | 0 | 1495.3399 | 971.7839 | 20.56 | 2467.1238 | 2467 | 0.12385
398 | 100 | 0 | 594.5 | 0 | 0 | 0 | 0 | 0 | 0 | 0 | 0 | 1657.47 | 78.24 | 21.76 | 0 | 0 | 1495.3399 | 1028.5028 | 21.76 | 2523.8428 | 2523.81 | 0.032756
399 | 92.7 | 0 | 596.16 | 0 | 0 | 0 | 0 | 0 | 0 | 0 | 0 | 1657.47 | 86.13 | 6.57 | 0 | 0 | 1495.3399 | 310.536 | 6.57 | 1805.8759 | 1805.85 | 0.025933
400 | 89.76 | 0 | 596.01 | 0 | 0 | 0 | 0 | 0 | 0 | 0 | 0 | 1657.47 | 86.13 | 3.63 | 0 | 0 | 1495.3399 | 171.5747 | 3.63 | 1666.9146 | 1666.94 | -0.025388
401 | 86.39 | 0 | 593.8 | 0 | 0 | 0 | 0 | 0 | 0 | 0 | 0 | 1657.47 | 86.13 | 0.26 | 0 | 0 | 1495.3399 | 12.2891 | 0.26 | 1507.629 | 1507.68 | -0.050983
402 | 86.13 | 0 | 591.42 | 0 | 0 | 0 | 0 | 0 | 0 | 0 | 0 | 1657.47 | 86.13 | 0 | 0 | 0 | 1495.3399 | 0 | 0 | 1495.3399 | 1495.4 | -0.060079
403 | 86.13 | 0 | 589.05 | 0 | 0 | 0 | 0 | 0 | 0 | 0 | 0 | 1657.47 | 86.13 | 0 | 0 | 0 | 1495.3399 | 0 | 0 | 1495.3399 | 1495.4 | -0.060079
404 | 86.13 | 0 | 586.67 | 0 | 0 | 0 | 0 | 0 | 0 | 0 | 0 | 1657.47 | 86.13 | 0 | 0 | 0 | 1495.3399 | 0 | 0 | 1495.3399 | 1495.4 | -0.060079
405 | 86.13 | 0 | 584.3 | 0 | 0 | 0 | 0 | 0 | 0 | 0 | 0 | 1657.47 | 86.13 | 0 | 0 | 0 | 1495.3399 | 0 | 0 | 1495.3399 | 1495.4 | -0.060079
406 | 86.13 | 0 | 581.92 | 0 | 0 | 0 | 0 | 0 | 0 | 0 | 0 | 1657.47 | 86.13 | 0 | 0 | 0 | 1495.3399 | 0 | 0 | 1495.3399 | 1495.4 | -0.060079
407 | 86.13 | 0 | 579.55 | 0 | 0 | 0 | 0 | 0 | 0 | 0 | 0 | 1657.47 | 86.13 | 0 | 0 | 0 | 1495.3399 | 0 | 0 | 1495.3399 | 1495.4 | -0.060079
408 | 86.13 | 0 | 577.17 | 0 | 0 | 0 | 0 | 0 | 0 | 0 | 0 | 1657.47 | 86.13 | 0 | 0 | 0 | 1495.3399 | 0 | 0 | 1495.3399 | 1495.4 | -0.060079
409 | 86.13 | 0 | 574.8 | 0 | 0 | 0 | 0 | 0 | 0 | 0 | 0 | 1657.47 | 86.13 | 0 | 0 | 0 | 1495.3399 | 0 | 0 | 1495.3399 | 1495.4 | -0.060079
410 | 86.13 | 0 | 572.43 | 0 | 0 | 0 | 0 | 0 | 0 | 0 | 0 | 1657.47 | 86.13 | 0 | 0 | 0 | 1495.3399 | 0 | 0 | 1495.3399 | 1495.4 | -0.060079
411 | 86.13 | 0 | 570.05 | 0 | 0 | 0 | 0 | 0 | 0 | 0 | 0 | 1657.47 | 86.13 | 0 | 0 | 0 | 1495.3399 | 0 | 0 | 1495.3399 | 1495.4 | -0.060079
412 | 86.13 | 0 | 567.68 | 0 | 0 | 0 | 0 | 0 | 0 | 0 | 0 | 1657.47 | 86.13 | 0 | 0 | 0 | 1495.3399 | 0 | 0 | 1495.3399 | 1495.4 | -0.060079
413 | 86.13 | 0 | 565.3 | 0 | 0 | 0 | 0 | 0 | 0 | 0 | 0 | 1657.47 | 86.13 | 0 | 0 | 0 | 1495.3399 | 0 | 0 | 1495.3399 | 1495.4 | -0.060079
414 | 86.13 | 0 | 562.93 | 0 | 0 | 0 | 0 | 0 | 0 | 0 | 0 | 1657.47 | 86.13 | 0 | 0 | 0 | 1495.3399 | 0 | 0 | 1495.3399 | 1495.4 | -0.060079
415 | 86.13 | 0 | 560.55 | 0 | 0 | 0 | 0 | 0 | 0 | 0 | 0 | 1657.47 | 86.13 | 0 | 0 | 0 | 1495.3399 | 0 | 0 | 1495.3399 | 1495.4 | -0.060079
416 | 86.13 | 0 | 558.18 | 0 | 0 | 0 | 0 | 0 | 0 | 0 | 0 | 1657.47 | 86.13 | 0 | 0 | 0 | 1495.3399 | 0 | 0 | 1495.3399 | 1495.4 | -0.060079
417 | 100 | 0 | 564.31 | 0 | 0 | 0 | 0 | 0 | 0 | 0 | 0 | 1657.47 | 28.68 | 71.32 | 0 | 0 | 1495.3399 | 3370.9937 | 71.32 | 4866.3336 | 4866.59 | -0.25641
418 | 100 | 0 | 570.45 | 0 | 0 | 0 | 0 | 0 | 0 | 0 | 0 | 1657.47 | 0 | 125.72 | 25.72 | 0 | 1495.3399 | 4726.5755 | 100 | 6221.9154 | 6221.98 | -0.064551
419 | 100 | 0 | 576.59 | 0 | 0 | 0 | 0 | 0 | 0 | 0 | 0 | 1657.47 | 0 | 128.63 | 28.63 | 0 | 1495.3399 | 4726.5755 | 100 | 6221.9154 | 6221.98 | -0.064551
420 | 100 | 0 | 582.72 | 0 | 0 | 0 | 0 | 0 | 0 | 0 | 0 | 1657.47 | 39.72 | 60.28 | 0 | 0 | 1495.3399 | 2849.1797 | 60.28 | 4344.5196 | 4344.58 | -0.060351
421 | 100 | 0 | 588.86 | 0 | 0 | 0 | 0 | 0 | 0 | 0 | 0 | 1657.47 | 0 | 114.27 | 14.27 | 0 | 1495.3399 | 4726.5755 | 100 | 6221.9154 | 6221.98 | -0.064551
422 | 100 | 0 | 594.99 | 0 | 0 | 0 | 0 | 0 | 0 | 0 | 0 | 1657.47 | 0 | 107.32 | 7.32 | 0 | 1495.3399 | 4726.5755 | 100 | 6221.9154 | 6221.98 | -0.064551
423 | 100 | 0 | 601.13 | 0 | 0 | 0 | 0 | 0 | 0 | 0 | 0 | 1657.47 | 77.46 | 22.54 | 0 | 0 | 1495.3399 | 1065.3701 | 22.54 | 2560.71 | 2560.58 | 0.13004
424 | 99.67 | 0 | 607.07 | 0 | 0 | 0 | 0 | 0 | 0 | 0 | 0 | 1657.47 | 86.13 | 13.54 | 0 | 0 | 1495.3399 | 639.9783 | 13.54 | 2135.3182 | 2135.41 | -0.091753
425 | 89.79 | 0 | 606.93 | 0 | 0 | 0 | 0 | 0 | 0 | 0 | 0 | 1657.47 | 86.13 | 3.65 | 0 | 0 | 1495.3399 | 172.52 | 3.65 | 1667.8599 | 1668.11 | -0.25007
426 | 86.13 | 0 | 604.56 | 0 | 0 | 0 | 0 | 0 | 0 | 0 | 0 | 1657.47 | 86.13 | 0 | 0 | 0 | 1495.3399 | 0 | 0 | 1495.3399 | 1495.4 | -0.060079
427 | 86.13 | 0 | 602.18 | 0 | 0 | 0 | 0 | 0 | 0 | 0 | 0 | 1657.47 | 86.13 | 0 | 0 | 0 | 1495.3399 | 0 | 0 | 1495.3399 | 1495.4 | -0.060079
428 | 86.13 | 0 | 599.81 | 0 | 0 | 0 | 0 | 0 | 0 | 0 | 0 | 1657.47 | 86.13 | 0 | 0 | 0 | 1495.3399 | 0 | 0 | 1495.3399 | 1495.4 | -0.060079
429 | 86.13 | 0 | 597.43 | 0 | 0 | 0 | 0 | 0 | 0 | 0 | 0 | 1657.47 | 86.13 | 0 | 0 | 0 | 1495.3399 | 0 | 0 | 1495.3399 | 1495.4 | -0.060079
430 | 86.13 | 0 | 595.06 | 0 | 0 | 0 | 0 | 0 | 0 | 0 | 0 | 1657.47 | 86.13 | 0 | 0 | 0 | 1495.3399 | 0 | 0 | 1495.3399 | 1495.4 | -0.060079
431 | 86.13 | 0 | 592.69 | 0 | 0 | 0 | 0 | 0 | 0 | 0 | 0 | 1657.47 | 86.13 | 0 | 0 | 0 | 1495.3399 | 0 | 0 | 1495.3399 | 1495.4 | -0.060079
432 | 86.13 | 0 | 590.31 | 0 | 0 | 0 | 0 | 0 | 0 | 0 | 0 | 1657.47 | 86.13 | 0 | 0 | 0 | 1495.3399 | 0 | 0 | 1495.3399 | 1495.4 | -0.060079
433 | 86.13 | 0 | 587.94 | 0 | 0 | 0 | 0 | 0 | 0 | 0 | 0 | 1657.47 | 86.13 | 0 | 0 | 0 | 1495.3399 | 0 | 0 | 1495.3399 | 1495.4 | -0.060079
434 | 86.13 | 0 | 585.56 | 0 | 0 | 0 | 0 | 0 | 0 | 0 | 0 | 1657.47 | 86.13 | 0 | 0 | 0 | 1495.3399 | 0 | 0 | 1495.3399 | 1495.4 | -0.060079
435 | 86.13 | 0 | 583.19 | 0 | 0 | 0 | 0 | 0 | 0 | 0 | 0 | 1657.47 | 86.13 | 0 | 0 | 0 | 1495.3399 | 0 | 0 | 1495.3399 | 1495.4 | -0.060079
436 | 86.13 | 0 | 580.81 | 0 | 0 | 0 | 0 | 0 | 0 | 0 | 0 | 1657.47 | 86.13 | 0 | 0 | 0 | 1495.3399 | 0 | 0 | 1495.3399 | 1495.4 | -0.060079
437 | 86.13 | 0 | 578.44 | 0 | 0 | 0 | 0 | 0 | 0 | 0 | 0 | 1657.47 | 86.13 | 0 | 0 | 0 | 1495.3399 | 0 | 0 | 1495.3399 | 1495.4 | -0.060079
438 | 86.13 | 0 | 576.06 | 0 | 0 | 0 | 0 | 0 | 0 | 0 | 0 | 1657.47 | 86.13 | 0 | 0 | 0 | 1495.3399 | 0 | 0 | 1495.3399 | 1495.4 | -0.060079
439 | 86.13 | 0 | 573.69 | 0 | 0 | 0 | 0 | 0 | 0 | 0 | 0 | 1657.47 | 86.13 | 0 | 0 | 0 | 1495.3399 | 0 | 0 | 1495.3399 | 1495.4 | -0.060079
440 | 86.13 | 0 | 571.31 | 0 | 0 | 0 | 0 | 0 | 0 | 0 | 0 | 1657.47 | 86.13 | 0 | 0 | 0 | 1495.3399 | 0 | 0 | 1495.3399 | 1495.4 | -0.060079
441 | 100 | 0 | 577.45 | 0 | 0 | 0 | 0 | 0 | 0 | 0 | 0 | 1657.47 | 82.69 | 17.31 | 0 | 0 | 1495.3399 | 818.1702 | 17.31 | 2313.5101 | 2313.73 | -0.21986
442 | 100 | 0 | 583.59 | 0 | 0 | 0 | 0 | 0 | 0 | 0 | 0 | 1657.47 | 60.96 | 39.04 | 0 | 0 | 1495.3399 | 1845.2551 | 39.04 | 3340.595 | 3340.56 | 0.035007
443 | 100 | 0 | 589.72 | 0 | 0 | 0 | 0 | 0 | 0 | 0 | 0 | 1657.47 | 37.07 | 62.93 | 0 | 0 | 1495.3399 | 2974.434 | 62.93 | 4469.7739 | 4469.74 | 0.033901
444 | 100 | 0 | 595.86 | 0 | 0 | 0 | 0 | 0 | 0 | 0 | 0 | 1657.47 | 0 | 105.87 | 5.87 | 0 | 1495.3399 | 4726.5755 | 100 | 6221.9154 | 6221.98 | -0.064551
445 | 100 | 0 | 601.99 | 0 | 0 | 0 | 0 | 0 | 0 | 0 | 0 | 1657.47 | 57.08 | 42.92 | 0 | 0 | 1495.3399 | 2028.6462 | 42.92 | 3523.9861 | 3524.05 | -0.063863
446 | 100 | 0 | 608.13 | 0 | 0 | 0 | 0 | 0 | 0 | 0 | 0 | 1657.47 | 30.17 | 69.83 | 0 | 0 | 1495.3399 | 3300.5677 | 69.83 | 4795.9076 | 4795.78 | 0.12761
447 | 100 | 0 | 614.27 | 0 | 0 | 0 | 0 | 0 | 0 | 0 | 0 | 1657.47 | 0 | 136.78 | 36.78 | 0 | 1495.3399 | 4726.5755 | 100 | 6221.9154 | 6221.98 | -0.064551
448 | 100 | 0 | 620.4 | 0 | 0 | 0 | 0 | 0 | 0 | 0 | 0 | 1657.47 | 6.06 | 93.94 | 0 | 0 | 1495.3399 | 4440.1451 | 93.94 | 5935.485 | 5935.45 | 0.034972
449 | 100 | 0 | 626.54 | 0 | 0 | 0 | 0 | 0 | 0 | 0 | 0 | 1657.47 | 59.99 | 40.01 | 0 | 0 | 1495.3399 | 1891.1029 | 40.01 | 3386.4428 | 3386.6 | -0.15721
450 | 86.13 | 0 | 624.17 | 0 | 0 | 0 | 0 | 0 | 0 | 0 | 0 | 1657.47 | 86.13 | 0 | 0 | 0 | 1495.3399 | 0 | 0 | 1495.3399 | 1495.4 | -0.060079
451 | 86.13 | 0 | 621.79 | 0 | 0 | 0 | 0 | 0 | 0 | 0 | 0 | 1657.47 | 86.13 | 0 | 0 | 0 | 1495.3399 | 0 | 0 | 1495.3399 | 1495.4 | -0.060079
452 | 86.13 | 0 | 619.42 | 0 | 0 | 0 | 0 | 0 | 0 | 0 | 0 | 1657.47 | 86.13 | 0 | 0 | 0 | 1495.3399 | 0 | 0 | 1495.3399 | 1495.4 | -0.060079
453 | 86.13 | 0 | 617.04 | 0 | 0 | 0 | 0 | 0 | 0 | 0 | 0 | 1657.47 | 86.13 | 0 | 0 | 0 | 1495.3399 | 0 | 0 | 1495.3399 | 1495.4 | -0.060079
454 | 86.13 | 0 | 614.67 | 0 | 0 | 0 | 0 | 0 | 0 | 0 | 0 | 1657.47 | 86.13 | 0 | 0 | 0 | 1495.3399 | 0 | 0 | 1495.3399 | 1495.4 | -0.060079
455 | 86.13 | 0 | 612.29 | 0 | 0 | 0 | 0 | 0 | 0 | 0 | 0 | 1657.47 | 86.13 | 0 | 0 | 0 | 1495.3399 | 0 | 0 | 1495.3399 | 1495.4 | -0.060079
456 | 86.13 | 0 | 609.92 | 0 | 0 | 0 | 0 | 0 | 0 | 0 | 0 | 1657.47 | 86.13 | 0 | 0 | 0 | 1495.3399 | 0 | 0 | 1495.3399 | 1495.4 | -0.060079
457 | 86.13 | 0 | 607.54 | 0 | 0 | 0 | 0 | 0 | 0 | 0 | 0 | 1657.47 | 86.13 | 0 | 0 | 0 | 1495.3399 | 0 | 0 | 1495.3399 | 1495.4 | -0.060079
458 | 86.13 | 0 | 605.17 | 0 | 0 | 0 | 0 | 0 | 0 | 0 | 0 | 1657.47 | 86.13 | 0 | 0 | 0 | 1495.3399 | 0 | 0 | 1495.3399 | 1495.4 | -0.060079
459 | 86.13 | 0 | 602.79 | 0 | 0 | 0 | 0 | 0 | 0 | 0 | 0 | 1657.47 | 86.13 | 0 | 0 | 0 | 1495.3399 | 0 | 0 | 1495.3399 | 1495.4 | -0.060079
460 | 86.13 | 0 | 600.42 | 0 | 0 | 0 | 0 | 0 | 0 | 0 | 0 | 1657.47 | 86.13 | 0 | 0 | 0 | 1495.3399 | 0 | 0 | 1495.3399 | 1495.4 | -0.060079
461 | 86.13 | 0 | 598.04 | 0 | 0 | 0 | 0 | 0 | 0 | 0 | 0 | 1657.47 | 86.13 | 0 | 0 | 0 | 1495.3399 | 0 | 0 | 1495.3399 | 1495.4 | -0.060079
462 | 86.13 | 0 | 595.67 | 0 | 0 | 0 | 0 | 0 | 0 | 0 | 0 | 1657.47 | 86.13 | 0 | 0 | 0 | 1495.3399 | 0 | 0 | 1495.3399 | 1495.4 | -0.060079
463 | 86.13 | 0 | 593.29 | 0 | 0 | 0 | 0 | 0 | 0 | 0 | 0 | 1657.47 | 86.13 | 0 | 0 | 0 | 1495.3399 | 0 | 0 | 1495.3399 | 1495.4 | -0.060079
464 | 86.13 | 0 | 590.92 | 0 | 0 | 0 | 0 | 0 | 0 | 0 | 0 | 1657.47 | 86.13 | 0 | 0 | 0 | 1495.3399 | 0 | 0 | 1495.3399 | 1495.4 | -0.060079
465 | 100 | 0 | 597.06 | 0 | 0 | 0 | 0 | 0 | 0 | 0 | 0 | 1657.47 | 60.49 | 39.51 | 0 | 0 | 1495.3399 | 1867.47 | 39.51 | 3362.8099 | 3362.87 | -0.060088
466 | 100 | 0 | 603.19 | 0 | 0 | 0 | 0 | 0 | 0 | 0 | 0 | 1657.47 | 25.87 | 74.13 | 0 | 0 | 1495.3399 | 3503.8104 | 74.13 | 4999.1504 | 4999.21 | -0.05964
467 | 100 | 0 | 609.33 | 0 | 0 | 0 | 0 | 0 | 0 | 0 | 0 | 1657.47 | 0 | 116.34 | 16.34 | 0 | 1495.3399 | 4726.5755 | 100 | 6221.9154 | 6221.98 | -0.064551
468 | 100 | 0 | 615.46 | 0 | 0 | 0 | 0 | 0 | 0 | 0 | 0 | 1657.47 | 0 | 146.78 | 46.78 | 0 | 1495.3399 | 4726.5755 | 100 | 6221.9154 | 6221.98 | -0.064551
469 | 100 | 0 | 621.6 | 0 | 0 | 0 | 0 | 0 | 0 | 0 | 0 | 1657.47 | 25.49 | 74.51 | 0 | 0 | 1495.3399 | 3521.7714 | 74.51 | 5017.1113 | 5017.08 | 0.031347
470 | 100 | 0 | 627.74 | 0 | 0 | 0 | 0 | 0 | 0 | 0 | 0 | 1657.47 | 8.94 | 91.06 | 0 | 0 | 1495.3399 | 4304.0197 | 91.06 | 5799.3596 | 5799.61 | -0.2504
471 | 100 | 0 | 633.87 | 0 | 0 | 0 | 0 | 0 | 0 | 0 | 0 | 1657.47 | 8.67 | 91.33 | 0 | 0 | 1495.3399 | 4316.7814 | 91.33 | 5812.1214 | 5812 | 0.12135
472 | 100 | 0 | 640.01 | 0 | 0 | 0 | 0 | 0 | 0 | 0 | 0 | 1657.47 | 37.52 | 62.48 | 0 | 0 | 1495.3399 | 2953.1644 | 62.48 | 4448.5043 | 4448.57 | -0.065689
473 | 100 | 0 | 646.15 | 0 | 0 | 0 | 0 | 0 | 0 | 0 | 0 | 1657.47 | 72.32 | 27.68 | 0 | 0 | 1495.3399 | 1308.3161 | 27.68 | 2803.656 | 2803.72 | -0.063973
474 | 86.13 | 0 | 643.77 | 0 | 0 | 0 | 0 | 0 | 0 | 0 | 0 | 1657.47 | 86.13 | 0 | 0 | 0 | 1495.3399 | 0 | 0 | 1495.3399 | 1495.4 | -0.060079
475 | 86.13 | 0 | 641.4 | 0 | 0 | 0 | 0 | 0 | 0 | 0 | 0 | 1657.47 | 86.13 | 0 | 0 | 0 | 1495.3399 | 0 | 0 | 1495.3399 | 1495.4 | -0.060079
476 | 86.13 | 0 | 639.02 | 0 | 0 | 0 | 0 | 0 | 0 | 0 | 0 | 1657.47 | 86.13 | 0 | 0 | 0 | 1495.3399 | 0 | 0 | 1495.3399 | 1495.4 | -0.060079
477 | 86.13 | 0 | 636.65 | 0 | 0 | 0 | 0 | 0 | 0 | 0 | 0 | 1657.47 | 86.13 | 0 | 0 | 0 | 1495.3399 | 0 | 0 | 1495.3399 | 1495.4 | -0.060079
478 | 86.13 | 0 | 634.27 | 0 | 0 | 0 | 0 | 0 | 0 | 0 | 0 | 1657.47 | 86.13 | 0 | 0 | 0 | 1495.3399 | 0 | 0 | 1495.3399 | 1495.4 | -0.060079
479 | 86.13 | 0 | 631.9 | 0 | 0 | 0 | 0 | 0 | 0 | 0 | 0 | 1657.47 | 86.13 | 0 | 0 | 0 | 1495.3399 | 0 | 0 | 1495.3399 | 1495.4 | -0.060079
480 | 86.13 | 0 | 629.52 | 0 | 0 | 0 | 0 | 0 | 0 | 0 | 0 | 1657.47 | 86.13 | 0 | 0 | 0 | 1495.3399 | 0 | 0 | 1495.3399 | 1495.4 | -0.060079
481 | 86.13 | 0 | 627.15 | 0 | 0 | 0 | 0 | 0 | 0 | 0 | 0 | 1657.47 | 86.13 | 0 | 0 | 0 | 1495.3399 | 0 | 0 | 1495.3399 | 1495.4 | -0.060079
482 | 86.13 | 0 | 624.77 | 0 | 0 | 0 | 0 | 0 | 0 | 0 | 0 | 1657.47 | 86.13 | 0 | 0 | 0 | 1495.3399 | 0 | 0 | 1495.3399 | 1495.4 | -0.060079
483 | 86.13 | 0 | 622.4 | 0 | 0 | 0 | 0 | 0 | 0 | 0 | 0 | 1657.47 | 86.13 | 0 | 0 | 0 | 1495.3399 | 0 | 0 | 1495.3399 | 1495.4 | -0.060079
484 | 86.13 | 0 | 620.02 | 0 | 0 | 0 | 0 | 0 | 0 | 0 | 0 | 1657.47 | 86.13 | 0 | 0 | 0 | 1495.3399 | 0 | 0 | 1495.3399 | 1495.4 | -0.060079
485 | 86.13 | 0 | 617.65 | 0 | 0 | 0 | 0 | 0 | 0 | 0 | 0 | 1657.47 | 86.13 | 0 | 0 | 0 | 1495.3399 | 0 | 0 | 1495.3399 | 1495.4 | -0.060079
486 | 86.13 | 0 | 615.28 | 0 | 0 | 0 | 0 | 0 | 0 | 0 | 0 | 1657.47 | 86.13 | 0 | 0 | 0 | 1495.3399 | 0 | 0 | 1495.3399 | 1495.4 | -0.060079
487 | 86.13 | 0 | 612.9 | 0 | 0 | 0 | 0 | 0 | 0 | 0 | 0 | 1657.47 | 86.13 | 0 | 0 | 0 | 1495.3399 | 0 | 0 | 1495.3399 | 1495.4 | -0.060079
488 | 86.13 | 0 | 610.53 | 0 | 0 | 0 | 0 | 0 | 0 | 0 | 0 | 1657.47 | 86.13 | 0 | 0 | 0 | 1495.3399 | 0 | 0 | 1495.3399 | 1495.4 | -0.060079
489 | 88.11 | 0 | 609.36 | 0 | 0 | 0 | 0 | 0 | 0 | 0 | 0 | 1657.47 | 86.13 | 1.98 | 0 | 0 | 1495.3399 | 93.5862 | 1.98 | 1588.9261 | 1588.88 | 0.046116
490 | 91.47 | 0 | 610.27 | 0 | 0 | 0 | 0 | 0 | 0 | 0 | 0 | 1657.47 | 86.13 | 5.34 | 0 | 0 | 1495.3399 | 252.3991 | 5.34 | 1747.7391 | 1747.76 | -0.020946
491 | 100 | 0 | 616.4 | 0 | 0 | 0 | 0 | 0 | 0 | 0 | 0 | 1657.47 | 83.36 | 16.64 | 0 | 0 | 1495.3399 | 786.5022 | 16.64 | 2281.8421 | 2281.91 | -0.067911
492 | 100 | 0 | 622.54 | 0 | 0 | 0 | 0 | 0 | 0 | 0 | 0 | 1657.47 | 80.24 | 19.76 | 0 | 0 | 1495.3399 | 933.9713 | 19.76 | 2429.3112 | 2429.54 | -0.22875
493 | 100 | 0 | 628.68 | 0 | 0 | 0 | 0 | 0 | 0 | 0 | 0 | 1657.47 | 4.73 | 95.27 | 0 | 0 | 1495.3399 | 4503.0085 | 95.27 | 5998.3484 | 5998.22 | 0.12843
494 | 100 | 0 | 634.81 | 0 | 0 | 0 | 0 | 0 | 0 | 0 | 0 | 1657.47 | 38.89 | 61.11 | 0 | 0 | 1495.3399 | 2888.4103 | 61.11 | 4383.7502 | 4384 | -0.24977
495 | 100 | 0 | 640.95 | 0 | 0 | 0 | 0 | 0 | 0 | 0 | 0 | 1657.47 | 52.73 | 47.27 | 0 | 0 | 1495.3399 | 2234.2523 | 47.27 | 3729.5922 | 3729.84 | -0.24783
496 | 100 | 0 | 647.08 | 0 | 0 | 0 | 0 | 0 | 0 | 0 | 0 | 1657.47 | 83.45 | 16.55 | 0 | 0 | 1495.3399 | 782.2482 | 16.55 | 2277.5882 | 2277.83 | -0.24183
497 | 91.06 | 0 | 647.73 | 0 | 0 | 0 | 0 | 0 | 0 | 0 | 0 | 1657.47 | 86.13 | 4.93 | 0 | 0 | 1495.3399 | 233.0202 | 4.93 | 1728.3601 | 1728.23 | 0.13009
498 | 86.13 | 0 | 645.36 | 0 | 0 | 0 | 0 | 0 | 0 | 0 | 0 | 1657.47 | 86.13 | 0 | 0 | 0 | 1495.3399 | 0 | 0 | 1495.3399 | 1495.4 | -0.060079
499 | 86.13 | 0 | 642.98 | 0 | 0 | 0 | 0 | 0 | 0 | 0 | 0 | 1657.47 | 86.13 | 0 | 0 | 0 | 1495.3399 | 0 | 0 | 1495.3399 | 1495.4 | -0.060079
500 | 86.13 | 0 | 640.61 | 0 | 0 | 0 | 0 | 0 | 0 | 0 | 0 | 1657.47 | 86.13 | 0 | 0 | 0 | 1495.3399 | 0 | 0 | 1495.3399 | 1495.4 | -0.060079
501 | 86.13 | 0 | 638.23 | 0 | 0 | 0 | 0 | 0 | 0 | 0 | 0 | 1657.47 | 86.13 | 0 | 0 | 0 | 1495.3399 | 0 | 0 | 1495.3399 | 1495.4 | -0.060079
502 | 86.13 | 0 | 635.86 | 0 | 0 | 0 | 0 | 0 | 0 | 0 | 0 | 1657.47 | 86.13 | 0 | 0 | 0 | 1495.3399 | 0 | 0 | 1495.3399 | 1495.4 | -0.060079
503 | 86.13 | 0 | 633.48 | 0 | 0 | 0 | 0 | 0 | 0 | 0 | 0 | 1657.47 | 86.13 | 0 | 0 | 0 | 1495.3399 | 0 | 0 | 1495.3399 | 1495.4 | -0.060079
504 | 86.13 | 0 | 631.11 | 0 | 0 | 0 | 0 | 0 | 0 | 0 | 0 | 1657.47 | 86.13 | 0 | 0 | 0 | 1495.3399 | 0 | 0 | 1495.3399 | 1495.4 | -0.060079
505 | 86.13 | 0 | 628.74 | 0 | 0 | 0 | 0 | 0 | 0 | 0 | 0 | 1657.47 | 86.13 | 0 | 0 | 0 | 1495.3399 | 0 | 0 | 1495.3399 | 1495.4 | -0.060079
506 | 86.13 | 0 | 626.36 | 0 | 0 | 0 | 0 | 0 | 0 | 0 | 0 | 1657.47 | 86.13 | 0 | 0 | 0 | 1495.3399 | 0 | 0 | 1495.3399 | 1495.4 | -0.060079
507 | 86.13 | 0 | 623.99 | 0 | 0 | 0 | 0 | 0 | 0 | 0 | 0 | 1657.47 | 86.13 | 0 | 0 | 0 | 1495.3399 | 0 | 0 | 1495.3399 | 1495.4 | -0.060079
508 | 86.13 | 0 | 621.61 | 0 | 0 | 0 | 0 | 0 | 0 | 0 | 0 | 1657.47 | 86.13 | 0 | 0 | 0 | 1495.3399 | 0 | 0 | 1495.3399 | 1495.4 | -0.060079
509 | 86.13 | 0 | 619.24 | 0 | 0 | 0 | 0 | 0 | 0 | 0 | 0 | 1657.47 | 86.13 | 0 | 0 | 0 | 1495.3399 | 0 | 0 | 1495.3399 | 1495.4 | -0.060079
510 | 86.13 | 0 | 616.86 | 0 | 0 | 0 | 0 | 0 | 0 | 0 | 0 | 1657.47 | 86.13 | 0 | 0 | 0 | 1495.3399 | 0 | 0 | 1495.3399 | 1495.4 | -0.060079
511 | 86.13 | 0 | 614.49 | 0 | 0 | 0 | 0 | 0 | 0 | 0 | 0 | 1657.47 | 86.13 | 0 | 0 | 0 | 1495.3399 | 0 | 0 | 1495.3399 | 1495.4 | -0.060079
512 | 86.13 | 0 | 612.11 | 0 | 0 | 0 | 0 | 0 | 0 | 0 | 0 | 1657.47 | 86.13 | 0 | 0 | 0 | 1495.3399 | 0 | 0 | 1495.3399 | 1495.4 | -0.060079
513 | 95.01 | 0 | 615.19 | 0 | 0 | 0 | 0 | 0 | 0 | 0 | 0 | 1657.47 | 86.13 | 8.88 | 0 | 0 | 1495.3399 | 419.7199 | 8.88 | 1915.0598 | 1915.18 | -0.12017
514 | 100 | 0 | 621.32 | 0 | 0 | 0 | 0 | 0 | 0 | 0 | 0 | 1657.47 | 79.18 | 20.82 | 0 | 0 | 1495.3399 | 984.073 | 20.82 | 2479.4129 | 2479.57 | -0.15705
515 | 100 | 0 | 627.46 | 0 | 0 | 0 | 0 | 0 | 0 | 0 | 0 | 1657.47 | 72.12 | 27.88 | 0 | 0 | 1495.3399 | 1317.7693 | 27.88 | 2813.1092 | 2812.98 | 0.12918
516 | 100 | 0 | 633.6 | 0 | 0 | 0 | 0 | 0 | 0 | 0 | 0 | 1657.47 | 80.05 | 19.95 | 0 | 0 | 1495.3399 | 942.9518 | 19.95 | 2438.2917 | 2438.56 | -0.26826
517 | 100 | 0 | 639.73 | 0 | 0 | 0 | 0 | 0 | 0 | 0 | 0 | 1657.47 | 70.82 | 29.18 | 0 | 0 | 1495.3399 | 1379.2147 | 29.18 | 2874.5547 | 2874.43 | 0.12466
518 | 95.59 | 0 | 643.16 | 0 | 0 | 0 | 0 | 0 | 0 | 0 | 0 | 1657.47 | 86.13 | 9.46 | 0 | 0 | 1495.3399 | 447.134 | 9.46 | 1942.474 | 1942.52 | -0.046034
519 | 95.86 | 0 | 646.76 | 0 | 0 | 0 | 0 | 0 | 0 | 0 | 0 | 1657.47 | 86.13 | 9.73 | 0 | 0 | 1495.3399 | 459.8958 | 9.73 | 1955.2357 | 1955.16 | 0.07572
520 | 86.13 | 0 | 644.38 | 0 | 0 | 0 | 0 | 0 | 0 | 0 | 0 | 1657.47 | 86.13 | 0 | 0 | 0 | 1495.3399 | 0 | 0 | 1495.3399 | 1495.4 | -0.060079
521 | 86.13 | 0 | 642.01 | 0 | 0 | 0 | 0 | 0 | 0 | 0 | 0 | 1657.47 | 86.13 | 0 | 0 | 0 | 1495.3399 | 0 | 0 | 1495.3399 | 1495.4 | -0.060079
522 | 86.13 | 0 | 639.63 | 0 | 0 | 0 | 0 | 0 | 0 | 0 | 0 | 1657.47 | 86.13 | 0 | 0 | 0 | 1495.3399 | 0 | 0 | 1495.3399 | 1495.4 | -0.060079
523 | 86.13 | 0 | 637.26 | 0 | 0 | 0 | 0 | 0 | 0 | 0 | 0 | 1657.47 | 86.13 | 0 | 0 | 0 | 1495.3399 | 0 | 0 | 1495.3399 | 1495.4 | -0.060079
524 | 86.13 | 0 | 634.88 | 0 | 0 | 0 | 0 | 0 | 0 | 0 | 0 | 1657.47 | 86.13 | 0 | 0 | 0 | 1495.3399 | 0 | 0 | 1495.3399 | 1495.4 | -0.060079
525 | 86.13 | 0 | 632.51 | 0 | 0 | 0 | 0 | 0 | 0 | 0 | 0 | 1657.47 | 86.13 | 0 | 0 | 0 | 1495.3399 | 0 | 0 | 1495.3399 | 1495.4 | -0.060079
526 | 86.13 | 0 | 630.14 | 0 | 0 | 0 | 0 | 0 | 0 | 0 | 0 | 1657.47 | 86.13 | 0 | 0 | 0 | 1495.3399 | 0 | 0 | 1495.3399 | 1495.4 | -0.060079
527 | 86.13 | 0 | 627.76 | 0 | 0 | 0 | 0 | 0 | 0 | 0 | 0 | 1657.47 | 86.13 | 0 | 0 | 0 | 1495.3399 | 0 | 0 | 1495.3399 | 1495.4 | -0.060079
528 | 86.13 | 0 | 625.39 | 0 | 0 | 0 | 0 | 0 | 0 | 0 | 0 | 1657.47 | 86.13 | 0 | 0 | 0 | 1495.3399 | 0 | 0 | 1495.3399 | 1495.4 | -0.060079
529 | 86.13 | 0 | 623.01 | 0 | 0 | 0 | 0 | 0 | 0 | 0 | 0 | 1657.47 | 86.13 | 0 | 0 | 0 | 1495.3399 | 0 | 0 | 1495.3399 | 1495.4 | -0.060079
530 | 86.13 | 0 | 620.64 | 0 | 0 | 0 | 0 | 0 | 0 | 0 | 0 | 1657.47 | 86.13 | 0 | 0 | 0 | 1495.3399 | 0 | 0 | 1495.3399 | 1495.4 | -0.060079
531 | 86.13 | 0 | 618.26 | 0 | 0 | 0 | 0 | 0 | 0 | 0 | 0 | 1657.47 | 86.13 | 0 | 0 | 0 | 1495.3399 | 0 | 0 | 1495.3399 | 1495.4 | -0.060079
532 | 86.13 | 0 | 615.89 | 0 | 0 | 0 | 0 | 0 | 0 | 0 | 0 | 1657.47 | 86.13 | 0 | 0 | 0 | 1495.3399 | 0 | 0 | 1495.3399 | 1495.4 | -0.060079
533 | 86.13 | 0 | 613.51 | 0 | 0 | 0 | 0 | 0 | 0 | 0 | 0 | 1657.47 | 86.13 | 0 | 0 | 0 | 1495.3399 | 0 | 0 | 1495.3399 | 1495.4 | -0.060079
534 | 86.13 | 0 | 611.14 | 0 | 0 | 0 | 0 | 0 | 0 | 0 | 0 | 1657.47 | 86.13 | 0 | 0 | 0 | 1495.3399 | 0 | 0 | 1495.3399 | 1495.4 | -0.060079
535 | 86.13 | 0 | 608.76 | 0 | 0 | 0 | 0 | 0 | 0 | 0 | 0 | 1657.47 | 86.13 | 0 | 0 | 0 | 1495.3399 | 0 | 0 | 1495.3399 | 1495.4 | -0.060079
536 | 86.13 | 0 | 606.39 | 0 | 0 | 0 | 0 | 0 | 0 | 0 | 0 | 1657.47 | 86.13 | 0 | 0 | 0 | 1495.3399 | 0 | 0 | 1495.3399 | 1495.4 | -0.060079
537 | 91.96 | 0 | 607.59 | 0 | 0 | 0 | 0 | 0 | 0 | 0 | 0 | 1657.47 | 86.13 | 5.83 | 0 | 0 | 1495.3399 | 275.5594 | 5.83 | 1770.8993 | 1770.8 | 0.099274
538 | 100 | 0 | 613.73 | 0 | 0 | 0 | 0 | 0 | 0 | 0 | 0 | 1657.47 | 86.07 | 13.93 | 0 | 0 | 1495.3399 | 658.412 | 13.93 | 2153.7519 | 2153.63 | 0.12189
539 | 100 | 0 | 619.86 | 0 | 0 | 0 | 0 | 0 | 0 | 0 | 0 | 1657.47 | 40.52 | 59.48 | 0 | 0 | 1495.3399 | 2811.3671 | 59.48 | 4306.707 | 4306.87 | -0.16296
540 | 100 | 0 | 626 | 0 | 0 | 0 | 0 | 0 | 0 | 0 | 0 | 1657.47 | 7.44 | 92.56 | 0 | 0 | 1495.3399 | 4374.9183 | 92.56 | 5870.2582 | 5870.23 | 0.02823
541 | 100 | 0 | 632.13 | 0 | 0 | 0 | 0 | 0 | 0 | 0 | 0 | 1657.47 | 0 | 109.24 | 9.24 | 0 | 1495.3399 | 4726.5755 | 100 | 6221.9154 | 6221.98 | -0.064551
542 | 100 | 0 | 638.27 | 0 | 0 | 0 | 0 | 0 | 0 | 0 | 0 | 1657.47 | 57.22 | 42.78 | 0 | 0 | 1495.3399 | 2022.029 | 42.78 | 3517.3689 | 3517.53 | -0.16107
543 | 100 | 0 | 644.41 | 0 | 0 | 0 | 0 | 0 | 0 | 0 | 0 | 1657.47 | 9.94 | 90.06 | 0 | 0 | 1495.3399 | 4256.7539 | 90.06 | 5752.0938 | 5751.97 | 0.12384
544 | 100 | 0 | 650.54 | 0 | 0 | 0 | 0 | 0 | 0 | 0 | 0 | 1657.47 | 0 | 102.22 | 2.22 | 0 | 1495.3399 | 4726.5755 | 100 | 6221.9154 | 6221.98 | -0.064551
545 | 100 | 0 | 656.68 | 0 | 0 | 0 | 0 | 0 | 0 | 0 | 0 | 1657.47 | 53.18 | 46.82 | 0 | 0 | 1495.3399 | 2212.9827 | 46.82 | 3708.3226 | 3708.58 | -0.25742
546 | 86.13 | 0 | 654.3 | 0 | 0 | 0 | 0 | 0 | 0 | 0 | 0 | 1657.47 | 86.13 | 0 | 0 | 0 | 1495.3399 | 0 | 0 | 1495.3399 | 1495.4 | -0.060079
547 | 86.13 | 0 | 651.93 | 0 | 0 | 0 | 0 | 0 | 0 | 0 | 0 | 1657.47 | 86.13 | 0 | 0 | 0 | 1495.3399 | 0 | 0 | 1495.3399 | 1495.4 | -0.060079
548 | 86.13 | 0 | 649.56 | 0 | 0 | 0 | 0 | 0 | 0 | 0 | 0 | 1657.47 | 86.13 | 0 | 0 | 0 | 1495.3399 | 0 | 0 | 1495.3399 | 1495.4 | -0.060079
549 | 86.13 | 0 | 647.18 | 0 | 0 | 0 | 0 | 0 | 0 | 0 | 0 | 1657.47 | 86.13 | 0 | 0 | 0 | 1495.3399 | 0 | 0 | 1495.3399 | 1495.4 | -0.060079
550 | 86.13 | 0 | 644.81 | 0 | 0 | 0 | 0 | 0 | 0 | 0 | 0 | 1657.47 | 86.13 | 0 | 0 | 0 | 1495.3399 | 0 | 0 | 1495.3399 | 1495.4 | -0.060079
551 | 86.13 | 0 | 642.43 | 0 | 0 | 0 | 0 | 0 | 0 | 0 | 0 | 1657.47 | 86.13 | 0 | 0 | 0 | 1495.3399 | 0 | 0 | 1495.3399 | 1495.4 | -0.060079
552 | 86.13 | 0 | 640.06 | 0 | 0 | 0 | 0 | 0 | 0 | 0 | 0 | 1657.47 | 86.13 | 0 | 0 | 0 | 1495.3399 | 0 | 0 | 1495.3399 | 1495.4 | -0.060079
553 | 86.13 | 0 | 637.68 | 0 | 0 | 0 | 0 | 0 | 0 | 0 | 0 | 1657.47 | 86.13 | 0 | 0 | 0 | 1495.3399 | 0 | 0 | 1495.3399 | 1495.4 | -0.060079
554 | 86.13 | 0 | 635.31 | 0 | 0 | 0 | 0 | 0 | 0 | 0 | 0 | 1657.47 | 86.13 | 0 | 0 | 0 | 1495.3399 | 0 | 0 | 1495.3399 | 1495.4 | -0.060079
555 | 86.13 | 0 | 632.93 | 0 | 0 | 0 | 0 | 0 | 0 | 0 | 0 | 1657.47 | 86.13 | 0 | 0 | 0 | 1495.3399 | 0 | 0 | 1495.3399 | 1495.4 | -0.060079
556 | 86.13 | 0 | 630.56 | 0 | 0 | 0 | 0 | 0 | 0 | 0 | 0 | 1657.47 | 86.13 | 0 | 0 | 0 | 1495.3399 | 0 | 0 | 1495.3399 | 1495.4 | -0.060079
557 | 86.13 | 0 | 628.18 | 0 | 0 | 0 | 0 | 0 | 0 | 0 | 0 | 1657.47 | 86.13 | 0 | 0 | 0 | 1495.3399 | 0 | 0 | 1495.3399 | 1495.4 | -0.060079
558 | 86.13 | 0 | 625.81 | 0 | 0 | 0 | 0 | 0 | 0 | 0 | 0 | 1657.47 | 86.13 | 0 | 0 | 0 | 1495.3399 | 0 | 0 | 1495.3399 | 1495.4 | -0.060079
559 | 86.13 | 0 | 623.43 | 0 | 0 | 0 | 0 | 0 | 0 | 0 | 0 | 1657.47 | 86.13 | 0 | 0 | 0 | 1495.3399 | 0 | 0 | 1495.3399 | 1495.4 | -0.060079
560 | 86.13 | 0 | 621.06 | 0 | 0 | 0 | 0 | 0 | 0 | 0 | 0 | 1657.47 | 86.13 | 0 | 0 | 0 | 1495.3399 | 0 | 0 | 1495.3399 | 1495.4 | -0.060079
561 | 100 | 0 | 627.2 | 0 | 0 | 0 | 0 | 0 | 0 | 0 | 0 | 1657.47 | 85.46 | 14.54 | 0 | 0 | 1495.3399 | 687.2441 | 14.54 | 2182.584 | 2182.83 | -0.246
562 | 100 | 0 | 633.33 | 0 | 0 | 0 | 0 | 0 | 0 | 0 | 0 | 1657.47 | 67.81 | 32.19 | 0 | 0 | 1495.3399 | 1521.4847 | 32.19 | 3016.8246 | 3016.79 | 0.034583
563 | 100 | 0 | 639.47 | 0 | 0 | 0 | 0 | 0 | 0 | 0 | 0 | 1657.47 | 0 | 106.28 | 6.28 | 0 | 1495.3399 | 4726.5755 | 100 | 6221.9154 | 6221.98 | -0.064551
564 | 100 | 0 | 645.6 | 0 | 0 | 0 | 0 | 0 | 0 | 0 | 0 | 1657.47 | 0 | 141.38 | 41.38 | 0 | 1495.3399 | 4726.5755 | 100 | 6221.9154 | 6221.98 | -0.064551
565 | 100 | 0 | 651.74 | 0 | 0 | 0 | 0 | 0 | 0 | 0 | 0 | 1657.47 | 0 | 187.53 | 87.53 | 0 | 1495.3399 | 4726.5755 | 100 | 6221.9154 | 6221.98 | -0.064551
566 | 100 | 0 | 657.88 | 0 | 0 | 0 | 0 | 0 | 0 | 0 | 0 | 1657.47 | 0 | 174.53 | 74.53 | 0 | 1495.3399 | 4726.5755 | 100 | 6221.9154 | 6221.98 | -0.064551
567 | 100 | 0 | 664.01 | 0 | 0 | 0 | 0 | 0 | 0 | 0 | 0 | 1657.47 | 0 | 147.36 | 47.36 | 0 | 1495.3399 | 4726.5755 | 100 | 6221.9154 | 6221.98 | -0.064551
568 | 100 | 0 | 670.15 | 0 | 0 | 0 | 0 | 0 | 0 | 0 | 0 | 1657.47 | 0 | 104.79 | 4.79 | 0 | 1495.3399 | 4726.5755 | 100 | 6221.9154 | 6221.98 | -0.064551
569 | 100 | 0 | 676.29 | 0 | 0 | 0 | 0 | 0 | 0 | 0 | 0 | 1657.47 | 49.96 | 50.04 | 0 | 0 | 1495.3399 | 2365.1784 | 50.04 | 3860.5183 | 3860.39 | 0.12832
570 | 86.13 | 0 | 673.91 | 0 | 0 | 0 | 0 | 0 | 0 | 0 | 0 | 1657.47 | 86.13 | 0 | 0 | 0 | 1495.3399 | 0 | 0 | 1495.3399 | 1495.4 | -0.060079
571 | 86.13 | 0 | 671.54 | 0 | 0 | 0 | 0 | 0 | 0 | 0 | 0 | 1657.47 | 86.13 | 0 | 0 | 0 | 1495.3399 | 0 | 0 | 1495.3399 | 1495.4 | -0.060079
572 | 86.13 | 0 | 669.16 | 0 | 0 | 0 | 0 | 0 | 0 | 0 | 0 | 1657.47 | 86.13 | 0 | 0 | 0 | 1495.3399 | 0 | 0 | 1495.3399 | 1495.4 | -0.060079
573 | 86.13 | 0 | 666.79 | 0 | 0 | 0 | 0 | 0 | 0 | 0 | 0 | 1657.47 | 86.13 | 0 | 0 | 0 | 1495.3399 | 0 | 0 | 1495.3399 | 1495.4 | -0.060079
574 | 86.13 | 0 | 664.41 | 0 | 0 | 0 | 0 | 0 | 0 | 0 | 0 | 1657.47 | 86.13 | 0 | 0 | 0 | 1495.3399 | 0 | 0 | 1495.3399 | 1495.4 | -0.060079
575 | 86.13 | 0 | 662.04 | 0 | 0 | 0 | 0 | 0 | 0 | 0 | 0 | 1657.47 | 86.13 | 0 | 0 | 0 | 1495.3399 | 0 | 0 | 1495.3399 | 1495.4 | -0.060079
576 | 86.13 | 0 | 659.66 | 0 | 0 | 0 | 0 | 0 | 0 | 0 | 0 | 1657.47 | 86.13 | 0 | 0 | 0 | 1495.3399 | 0 | 0 | 1495.3399 | 1495.4 | -0.060079
577 | 86.13 | 0 | 657.29 | 0 | 0 | 0 | 0 | 0 | 0 | 0 | 0 | 1657.47 | 86.13 | 0 | 0 | 0 | 1495.3399 | 0 | 0 | 1495.3399 | 1495.4 | -0.060079
578 | 86.13 | 0 | 654.91 | 0 | 0 | 0 | 0 | 0 | 0 | 0 | 0 | 1657.47 | 86.13 | 0 | 0 | 0 | 1495.3399 | 0 | 0 | 1495.3399 | 1495.4 | -0.060079
579 | 86.13 | 0 | 652.54 | 0 | 0 | 0 | 0 | 0 | 0 | 0 | 0 | 1657.47 | 86.13 | 0 | 0 | 0 | 1495.3399 | 0 | 0 | 1495.3399 | 1495.4 | -0.060079
580 | 86.13 | 0 | 650.16 | 0 | 0 | 0 | 0 | 0 | 0 | 0 | 0 | 1657.47 | 86.13 | 0 | 0 | 0 | 1495.3399 | 0 | 0 | 1495.3399 | 1495.4 | -0.060079
581 | 86.13 | 0 | 647.79 | 0 | 0 | 0 | 0 | 0 | 0 | 0 | 0 | 1657.47 | 86.13 | 0 | 0 | 0 | 1495.3399 | 0 | 0 | 1495.3399 | 1495.4 | -0.060079
582 | 86.13 | 0 | 645.41 | 0 | 0 | 0 | 0 | 0 | 0 | 0 | 0 | 1657.47 | 86.13 | 0 | 0 | 0 | 1495.3399 | 0 | 0 | 1495.3399 | 1495.4 | -0.060079
583 | 86.13 | 0 | 643.04 | 0 | 0 | 0 | 0 | 0 | 0 | 0 | 0 | 1657.47 | 86.13 | 0 | 0 | 0 | 1495.3399 | 0 | 0 | 1495.3399 | 1495.4 | -0.060079
584 | 93.17 | 0 | 644.98 | 0 | 0 | 0 | 0 | 0 | 0 | 0 | 0 | 1657.47 | 86.13 | 7.04 | 0 | 0 | 1495.3399 | 332.7509 | 7.04 | 1828.0908 | 1827.97 | 0.12084
585 | 100 | 0 | 651.12 | 0 | 0 | 0 | 0 | 0 | 0 | 0 | 0 | 1657.47 | 26.77 | 73.23 | 0 | 0 | 1495.3399 | 3461.2713 | 73.23 | 4956.6112 | 4956.58 | 0.03118
586 | 100 | 0 | 657.26 | 0 | 0 | 0 | 0 | 0 | 0 | 0 | 0 | 1657.47 | 0 | 126.06 | 26.06 | 0 | 1495.3399 | 4726.5755 | 100 | 6221.9154 | 6221.98 | -0.064551
587 | 100 | 0 | 663.39 | 0 | 0 | 0 | 0 | 0 | 0 | 0 | 0 | 1657.47 | 0 | 158.05 | 58.05 | 0 | 1495.3399 | 4726.5755 | 100 | 6221.9154 | 6221.98 | -0.064551
588 | 100 | 0 | 669.53 | 0 | 0 | 0 | 0 | 0 | 0 | 0 | 0 | 1657.47 | 0 | 179.08 | 79.08 | 0 | 1495.3399 | 4726.5755 | 100 | 6221.9154 | 6221.98 | -0.064551
589 | 100 | 0 | 675.66 | 0 | 0 | 0 | 0 | 0 | 0 | 0 | 0 | 1657.47 | 0 | 183.35 | 83.35 | 0 | 1495.3399 | 4726.5755 | 100 | 6221.9154 | 6221.98 | -0.064551
590 | 100 | 0 | 681.8 | 0 | 0 | 0 | 0 | 0 | 0 | 0 | 0 | 1657.47 | 0 | 151.94 | 51.94 | 0 | 1495.3399 | 4726.5755 | 100 | 6221.9154 | 6221.98 | -0.064551
591 | 100 | 0 | 687.94 | 0 | 0 | 0 | 0 | 0 | 0 | 0 | 0 | 1657.47 | 0 | 129.01 | 29.01 | 0 | 1495.3399 | 4726.5755 | 100 | 6221.9154 | 6221.98 | -0.064551
592 | 100 | 0 | 694.07 | 0 | 0 | 0 | 0 | 0 | 0 | 0 | 0 | 1657.47 | 31.17 | 68.83 | 0 | 0 | 1495.3399 | 3253.3019 | 68.83 | 4748.6419 | 4748.71 | -0.068143
593 | 100 | 0 | 700.21 | 0 | 0 | 0 | 0 | 0 | 0 | 0 | 0 | 1657.47 | 67.4 | 32.6 | 0 | 0 | 1495.3399 | 1540.8636 | 32.6 | 3036.2035 | 3036.08 | 0.12354
594 | 86.13 | 0 | 697.83 | 0 | 0 | 0 | 0 | 0 | 0 | 0 | 0 | 1657.47 | 86.13 | 0 | 0 | 0 | 1495.3399 | 0 | 0 | 1495.3399 | 1495.4 | -0.060079
595 | 86.13 | 0 | 695.46 | 0 | 0 | 0 | 0 | 0 | 0 | 0 | 0 | 1657.47 | 86.13 | 0 | 0 | 0 | 1495.3399 | 0 | 0 | 1495.3399 | 1495.4 | -0.060079
596 | 86.13 | 0 | 693.09 | 0 | 0 | 0 | 0 | 0 | 0 | 0 | 0 | 1657.47 | 86.13 | 0 | 0 | 0 | 1495.3399 | 0 | 0 | 1495.3399 | 1495.4 | -0.060079
597 | 86.13 | 0 | 690.71 | 0 | 0 | 0 | 0 | 0 | 0 | 0 | 0 | 1657.47 | 86.13 | 0 | 0 | 0 | 1495.3399 | 0 | 0 | 1495.3399 | 1495.4 | -0.060079
598 | 86.13 | 0 | 688.34 | 0 | 0 | 0 | 0 | 0 | 0 | 0 | 0 | 1657.47 | 86.13 | 0 | 0 | 0 | 1495.3399 | 0 | 0 | 1495.3399 | 1495.4 | -0.060079
599 | 86.13 | 0 | 685.96 | 0 | 0 | 0 | 0 | 0 | 0 | 0 | 0 | 1657.47 | 86.13 | 0 | 0 | 0 | 1495.3399 | 0 | 0 | 1495.3399 | 1495.4 | -0.060079
600 | 86.13 | 0 | 683.59 | 0 | 0 | 0 | 0 | 0 | 0 | 0 | 0 | 1657.47 | 86.13 | 0 | 0 | 0 | 1495.3399 | 0 | 0 | 1495.3399 | 1495.4 | -0.060079
601 | 86.13 | 0 | 681.21 | 0 | 0 | 0 | 0 | 0 | 0 | 0 | 0 | 1657.47 | 86.13 | 0 | 0 | 0 | 1495.3399 | 0 | 0 | 1495.3399 | 1495.4 | -0.060079
602 | 86.13 | 0 | 678.84 | 0 | 0 | 0 | 0 | 0 | 0 | 0 | 0 | 1657.47 | 86.13 | 0 | 0 | 0 | 1495.3399 | 0 | 0 | 1495.3399 | 1495.4 | -0.060079
603 | 86.13 | 0 | 676.46 | 0 | 0 | 0 | 0 | 0 | 0 | 0 | 0 | 1657.47 | 86.13 | 0 | 0 | 0 | 1495.3399 | 0 | 0 | 1495.3399 | 1495.4 | -0.060079
604 | 86.13 | 0 | 674.09 | 0 | 0 | 0 | 0 | 0 | 0 | 0 | 0 | 1657.47 | 86.13 | 0 | 0 | 0 | 1495.3399 | 0 | 0 | 1495.3399 | 1495.4 | -0.060079
605 | 86.13 | 0 | 671.71 | 0 | 0 | 0 | 0 | 0 | 0 | 0 | 0 | 1657.47 | 86.13 | 0 | 0 | 0 | 1495.3399 | 0 | 0 | 1495.3399 | 1495.4 | -0.060079
606 | 86.13 | 0 | 669.34 | 0 | 0 | 0 | 0 | 0 | 0 | 0 | 0 | 1657.47 | 86.13 | 0 | 0 | 0 | 1495.3399 | 0 | 0 | 1495.3399 | 1495.4 | -0.060079
607 | 86.13 | 0 | 666.96 | 0 | 0 | 0 | 0 | 0 | 0 | 0 | 0 | 1657.47 | 86.13 | 0 | 0 | 0 | 1495.3399 | 0 | 0 | 1495.3399 | 1495.4 | -0.060079
608 | 94.37 | 0 | 669.65 | 0 | 0 | 0 | 0 | 0 | 0 | 0 | 0 | 1657.47 | 86.13 | 8.24 | 0 | 0 | 1495.3399 | 389.4698 | 8.24 | 1884.8097 | 1884.83 | -0.020256
609 | 100 | 0 | 675.78 | 0 | 0 | 0 | 0 | 0 | 0 | 0 | 0 | 1657.47 | 24.44 | 75.56 | 0 | 0 | 1495.3399 | 3571.4005 | 75.56 | 5066.7404 | 5066.61 | 0.13039
610 | 100 | 0 | 681.92 | 0 | 0 | 0 | 0 | 0 | 0 | 0 | 0 | 1657.47 | 0 | 130.36 | 30.36 | 0 | 1495.3399 | 4726.5755 | 100 | 6221.9154 | 6221.98 | -0.064551
611 | 100 | 0 | 688.05 | 0 | 0 | 0 | 0 | 0 | 0 | 0 | 0 | 1657.47 | 0 | 166.73 | 66.73 | 0 | 1495.3399 | 4726.5755 | 100 | 6221.9154 | 6221.98 | -0.064551
612 | 100 | 0 | 694.19 | 0 | 0 | 0 | 0 | 0 | 0 | 0 | 0 | 1657.47 | 0 | 186.74 | 86.74 | 0 | 1495.3399 | 4726.5755 | 100 | 6221.9154 | 6221.98 | -0.064551
613 | 100 | 0 | 700.33 | 0 | 0 | 0 | 0 | 0 | 0 | 0 | 0 | 1657.47 | 0 | 190 | 90 | 0 | 1495.3399 | 4726.5755 | 100 | 6221.9154 | 6221.98 | -0.064551
614 | 100 | 0 | 706.46 | 0 | 0 | 0 | 0 | 0 | 0 | 0 | 0 | 1657.47 | 0 | 147.69 | 47.69 | 0 | 1495.3399 | 4726.5755 | 100 | 6221.9154 | 6221.98 | -0.064551
615 | 100 | 0 | 712.6 | 0 | 0 | 0 | 0 | 0 | 0 | 0 | 0 | 1657.47 | 1.62 | 98.38 | 0 | 0 | 1495.3399 | 4650.005 | 98.38 | 6145.3449 | 6145.41 | -0.065075
616 | 100 | 0 | 718.74 | 0 | 0 | 0 | 0 | 0 | 0 | 0 | 0 | 1657.47 | 22.28 | 77.72 | 0 | 0 | 1495.3399 | 3673.4945 | 77.72 | 5168.8344 | 5169.09 | -0.25558
617 | 100 | 0 | 724.87 | 0 | 0 | 0 | 0 | 0 | 0 | 0 | 0 | 1657.47 | 63.96 | 36.04 | 0 | 0 | 1495.3399 | 1703.4578 | 36.04 | 3198.7977 | 3198.77 | 0.027741
618 | 86.13 | 0 | 722.5 | 0 | 0 | 0 | 0 | 0 | 0 | 0 | 0 | 1657.47 | 86.13 | 0 | 0 | 0 | 1495.3399 | 0 | 0 | 1495.3399 | 1495.4 | -0.060079
619 | 86.13 | 0 | 720.12 | 0 | 0 | 0 | 0 | 0 | 0 | 0 | 0 | 1657.47 | 86.13 | 0 | 0 | 0 | 1495.3399 | 0 | 0 | 1495.3399 | 1495.4 | -0.060079
620 | 86.13 | 0 | 717.75 | 0 | 0 | 0 | 0 | 0 | 0 | 0 | 0 | 1657.47 | 86.13 | 0 | 0 | 0 | 1495.3399 | 0 | 0 | 1495.3399 | 1495.4 | -0.060079
621 | 86.13 | 0 | 715.37 | 0 | 0 | 0 | 0 | 0 | 0 | 0 | 0 | 1657.47 | 86.13 | 0 | 0 | 0 | 1495.3399 | 0 | 0 | 1495.3399 | 1495.4 | -0.060079
622 | 86.13 | 0 | 713 | 0 | 0 | 0 | 0 | 0 | 0 | 0 | 0 | 1657.47 | 86.13 | 0 | 0 | 0 | 1495.3399 | 0 | 0 | 1495.3399 | 1495.4 | -0.060079
623 | 86.13 | 0 | 710.62 | 0 | 0 | 0 | 0 | 0 | 0 | 0 | 0 | 1657.47 | 86.13 | 0 | 0 | 0 | 1495.3399 | 0 | 0 | 1495.3399 | 1495.4 | -0.060079
624 | 86.13 | 0 | 708.25 | 0 | 0 | 0 | 0 | 0 | 0 | 0 | 0 | 1657.47 | 86.13 | 0 | 0 | 0 | 1495.3399 | 0 | 0 | 1495.3399 | 1495.4 | -0.060079
625 | 86.13 | 0 | 705.87 | 0 | 0 | 0 | 0 | 0 | 0 | 0 | 0 | 1657.47 | 86.13 | 0 | 0 | 0 | 1495.3399 | 0 | 0 | 1495.3399 | 1495.4 | -0.060079
626 | 86.13 | 0 | 703.5 | 0 | 0 | 0 | 0 | 0 | 0 | 0 | 0 | 1657.47 | 86.13 | 0 | 0 | 0 | 1495.3399 | 0 | 0 | 1495.3399 | 1495.4 | -0.060079
627 | 86.13 | 0 | 701.13 | 0 | 0 | 0 | 0 | 0 | 0 | 0 | 0 | 1657.47 | 86.13 | 0 | 0 | 0 | 1495.3399 | 0 | 0 | 1495.3399 | 1495.4 | -0.060079
628 | 86.13 | 0 | 698.75 | 0 | 0 | 0 | 0 | 0 | 0 | 0 | 0 | 1657.47 | 86.13 | 0 | 0 | 0 | 1495.3399 | 0 | 0 | 1495.3399 | 1495.4 | -0.060079
629 | 86.13 | 0 | 696.38 | 0 | 0 | 0 | 0 | 0 | 0 | 0 | 0 | 1657.47 | 86.13 | 0 | 0 | 0 | 1495.3399 | 0 | 0 | 1495.3399 | 1495.4 | -0.060079
630 | 86.13 | 0 | 694 | 0 | 0 | 0 | 0 | 0 | 0 | 0 | 0 | 1657.47 | 86.13 | 0 | 0 | 0 | 1495.3399 | 0 | 0 | 1495.3399 | 1495.4 | -0.060079
631 | 86.13 | 0 | 691.63 | 0 | 0 | 0 | 0 | 0 | 0 | 0 | 0 | 1657.47 | 86.13 | 0 | 0 | 0 | 1495.3399 | 0 | 0 | 1495.3399 | 1495.4 | -0.060079
632 | 88.03 | 0 | 690.42 | 0 | 0 | 0 | 0 | 0 | 0 | 0 | 0 | 1657.47 | 86.13 | 1.9 | 0 | 0 | 1495.3399 | 89.8049 | 1.9 | 1585.1449 | 1585.01 | 0.13486
633 | 100 | 0 | 696.55 | 0 | 0 | 0 | 0 | 0 | 0 | 0 | 0 | 1657.47 | 32.23 | 67.77 | 0 | 0 | 1495.3399 | 3203.2002 | 67.77 | 4698.5402 | 4698.41 | 0.13016
634 | 100 | 0 | 702.69 | 0 | 0 | 0 | 0 | 0 | 0 | 0 | 0 | 1657.47 | 0 | 120.81 | 20.81 | 0 | 1495.3399 | 4726.5755 | 100 | 6221.9154 | 6221.98 | -0.064551
635 | 100 | 0 | 708.82 | 0 | 0 | 0 | 0 | 0 | 0 | 0 | 0 | 1657.47 | 0 | 157.96 | 57.96 | 0 | 1495.3399 | 4726.5755 | 100 | 6221.9154 | 6221.98 | -0.064551
636 | 100 | 0 | 714.96 | 0 | 0 | 0 | 0 | 0 | 0 | 0 | 0 | 1657.47 | 0 | 176.29 | 76.29 | 0 | 1495.3399 | 4726.5755 | 100 | 6221.9154 | 6221.98 | -0.064551
637 | 100 | 0 | 721.1 | 0 | 0 | 0 | 0 | 0 | 0 | 0 | 0 | 1657.47 | 0 | 178.95 | 78.95 | 0 | 1495.3399 | 4726.5755 | 100 | 6221.9154 | 6221.98 | -0.064551
638 | 100 | 0 | 727.23 | 0 | 0 | 0 | 0 | 0 | 0 | 0 | 0 | 1657.47 | 0 | 170.38 | 70.38 | 0 | 1495.3399 | 4726.5755 | 100 | 6221.9154 | 6221.98 | -0.064551
639 | 100 | 0 | 733.37 | 0 | 0 | 0 | 0 | 0 | 0 | 0 | 0 | 1657.47 | 0 | 147.11 | 47.11 | 0 | 1495.3399 | 4726.5755 | 100 | 6221.9154 | 6221.98 | -0.064551
640 | 100 | 0 | 739.51 | 0 | 0 | 0 | 0 | 0 | 0 | 0 | 0 | 1657.47 | 0 | 108.4 | 8.4 | 0 | 1495.3399 | 4726.5755 | 100 | 6221.9154 | 6221.98 | -0.064551
641 | 100 | 0 | 745.64 | 0 | 0 | 0 | 0 | 0 | 0 | 0 | 0 | 1657.47 | 45.45 | 54.55 | 0 | 0 | 1495.3399 | 2578.347 | 54.55 | 4073.6869 | 4073.94 | -0.25313
642 | 86.13 | 0 | 743.27 | 0 | 0 | 0 | 0 | 0 | 0 | 0 | 0 | 1657.47 | 86.13 | 0 | 0 | 0 | 1495.3399 | 0 | 0 | 1495.3399 | 1495.4 | -0.060079
643 | 86.13 | 0 | 740.89 | 0 | 0 | 0 | 0 | 0 | 0 | 0 | 0 | 1657.47 | 86.13 | 0 | 0 | 0 | 1495.3399 | 0 | 0 | 1495.3399 | 1495.4 | -0.060079
644 | 86.13 | 0 | 738.52 | 0 | 0 | 0 | 0 | 0 | 0 | 0 | 0 | 1657.47 | 86.13 | 0 | 0 | 0 | 1495.3399 | 0 | 0 | 1495.3399 | 1495.4 | -0.060079
645 | 86.13 | 0 | 736.14 | 0 | 0 | 0 | 0 | 0 | 0 | 0 | 0 | 1657.47 | 86.13 | 0 | 0 | 0 | 1495.3399 | 0 | 0 | 1495.3399 | 1495.4 | -0.060079
646 | 86.13 | 0 | 733.77 | 0 | 0 | 0 | 0 | 0 | 0 | 0 | 0 | 1657.47 | 86.13 | 0 | 0 | 0 | 1495.3399 | 0 | 0 | 1495.3399 | 1495.4 | -0.060079
647 | 86.13 | 0 | 731.39 | 0 | 0 | 0 | 0 | 0 | 0 | 0 | 0 | 1657.47 | 86.13 | 0 | 0 | 0 | 1495.3399 | 0 | 0 | 1495.3399 | 1495.4 | -0.060079
648 | 86.13 | 0 | 729.02 | 0 | 0 | 0 | 0 | 0 | 0 | 0 | 0 | 1657.47 | 86.13 | 0 | 0 | 0 | 1495.3399 | 0 | 0 | 1495.3399 | 1495.4 | -0.060079
649 | 86.13 | 0 | 726.64 | 0 | 0 | 0 | 0 | 0 | 0 | 0 | 0 | 1657.47 | 86.13 | 0 | 0 | 0 | 1495.3399 | 0 | 0 | 1495.3399 | 1495.4 | -0.060079
650 | 86.13 | 0 | 724.27 | 0 | 0 | 0 | 0 | 0 | 0 | 0 | 0 | 1657.47 | 86.13 | 0 | 0 | 0 | 1495.3399 | 0 | 0 | 1495.3399 | 1495.4 | -0.060079
651 | 86.13 | 0 | 721.89 | 0 | 0 | 0 | 0 | 0 | 0 | 0 | 0 | 1657.47 | 86.13 | 0 | 0 | 0 | 1495.3399 | 0 | 0 | 1495.3399 | 1495.4 | -0.060079
652 | 86.13 | 0 | 719.52 | 0 | 0 | 0 | 0 | 0 | 0 | 0 | 0 | 1657.47 | 86.13 | 0 | 0 | 0 | 1495.3399 | 0 | 0 | 1495.3399 | 1495.4 | -0.060079
653 | 86.13 | 0 | 717.15 | 0 | 0 | 0 | 0 | 0 | 0 | 0 | 0 | 1657.47 | 86.13 | 0 | 0 | 0 | 1495.3399 | 0 | 0 | 1495.3399 | 1495.4 | -0.060079
654 | 86.13 | 0 | 714.77 | 0 | 0 | 0 | 0 | 0 | 0 | 0 | 0 | 1657.47 | 86.13 | 0 | 0 | 0 | 1495.3399 | 0 | 0 | 1495.3399 | 1495.4 | -0.060079
655 | 86.13 | 0 | 712.4 | 0 | 0 | 0 | 0 | 0 | 0 | 0 | 0 | 1657.47 | 86.13 | 0 | 0 | 0 | 1495.3399 | 0 | 0 | 1495.3399 | 1495.4 | -0.060079
656 | 86.13 | 0 | 710.02 | 0 | 0 | 0 | 0 | 0 | 0 | 0 | 0 | 1657.47 | 86.13 | 0 | 0 | 0 | 1495.3399 | 0 | 0 | 1495.3399 | 1495.4 | -0.060079
657 | 97.36 | 0 | 714.53 | 0 | 0 | 0 | 0 | 0 | 0 | 0 | 0 | 1657.47 | 86.13 | 11.22 | 0 | 0 | 1495.3399 | 530.3218 | 11.22 | 2025.6617 | 2025.94 | -0.27831
658 | 100 | 0 | 720.67 | 0 | 0 | 0 | 0 | 0 | 0 | 0 | 0 | 1657.47 | 76.11 | 23.89 | 0 | 0 | 1495.3399 | 1129.1789 | 23.89 | 2624.5188 | 2624.68 | -0.16119
659 | 100 | 0 | 726.81 | 0 | 0 | 0 | 0 | 0 | 0 | 0 | 0 | 1657.47 | 0 | 102.37 | 2.37 | 0 | 1495.3399 | 4726.5755 | 100 | 6221.9154 | 6221.98 | -0.064551
660 | 100 | 0 | 732.94 | 0 | 0 | 0 | 0 | 0 | 0 | 0 | 0 | 1657.47 | 67.76 | 32.24 | 0 | 0 | 1495.3399 | 1523.848 | 32.24 | 3019.1879 | 3019.35 | -0.16213
661 | 100 | 0 | 739.08 | 0 | 0 | 0 | 0 | 0 | 0 | 0 | 0 | 1657.47 | 39.82 | 60.18 | 0 | 0 | 1495.3399 | 2844.4532 | 60.18 | 4339.7931 | 4339.76 | 0.033074
662 | 99.45 | 0 | 744.88 | 0 | 0 | 0 | 0 | 0 | 0 | 0 | 0 | 1657.47 | 86.13 | 13.32 | 0 | 0 | 1495.3399 | 629.5799 | 13.32 | 2124.9198 | 2124.9 | 0.019781
663 | 100 | 0 | 751.01 | 0 | 0 | 0 | 0 | 0 | 0 | 0 | 0 | 1657.47 | 81.43 | 18.57 | 0 | 0 | 1495.3399 | 877.7251 | 18.57 | 2373.065 | 2373.27 | -0.205
664 | 100 | 0 | 757.15 | 0 | 0 | 0 | 0 | 0 | 0 | 0 | 0 | 1657.47 | 60.99 | 39.01 | 0 | 0 | 1495.3399 | 1843.8371 | 39.01 | 3339.177 | 3339.15 | 0.027034
665 | 100 | 0 | 763.29 | 0 | 0 | 0 | 0 | 0 | 0 | 0 | 0 | 1657.47 | 84.31 | 15.69 | 0 | 0 | 1495.3399 | 741.5997 | 15.69 | 2236.9396 | 2237.07 | -0.13038
666 | 86.13 | 0 | 760.91 | 0 | 0 | 0 | 0 | 0 | 0 | 0 | 0 | 1657.47 | 86.13 | 0 | 0 | 0 | 1495.3399 | 0 | 0 | 1495.3399 | 1495.4 | -0.060079
667 | 86.13 | 0 | 758.54 | 0 | 0 | 0 | 0 | 0 | 0 | 0 | 0 | 1657.47 | 86.13 | 0 | 0 | 0 | 1495.3399 | 0 | 0 | 1495.3399 | 1495.4 | -0.060079
668 | 86.13 | 0 | 756.16 | 0 | 0 | 0 | 0 | 0 | 0 | 0 | 0 | 1657.47 | 86.13 | 0 | 0 | 0 | 1495.3399 | 0 | 0 | 1495.3399 | 1495.4 | -0.060079
669 | 86.13 | 0 | 753.79 | 0 | 0 | 0 | 0 | 0 | 0 | 0 | 0 | 1657.47 | 86.13 | 0 | 0 | 0 | 1495.3399 | 0 | 0 | 1495.3399 | 1495.4 | -0.060079
670 | 86.13 | 0 | 751.41 | 0 | 0 | 0 | 0 | 0 | 0 | 0 | 0 | 1657.47 | 86.13 | 0 | 0 | 0 | 1495.3399 | 0 | 0 | 1495.3399 | 1495.4 | -0.060079
671 | 86.13 | 0 | 749.04 | 0 | 0 | 0 | 0 | 0 | 0 | 0 | 0 | 1657.47 | 86.13 | 0 | 0 | 0 | 1495.3399 | 0 | 0 | 1495.3399 | 1495.4 | -0.060079
672 | 86.13 | 0 | 746.66 | 0 | 0 | 0 | 0 | 0 | 0 | 0 | 0 | 1657.47 | 86.13 | 0 | 0 | 0 | 1495.3399 | 0 | 0 | 1495.3399 | 1495.4 | -0.060079
673 | 86.13 | 0 | 744.29 | 0 | 0 | 0 | 0 | 0 | 0 | 0 | 0 | 1657.47 | 86.13 | 0 | 0 | 0 | 1495.3399 | 0 | 0 | 1495.3399 | 1495.4 | -0.060079
674 | 86.13 | 0 | 741.91 | 0 | 0 | 0 | 0 | 0 | 0 | 0 | 0 | 1657.47 | 86.13 | 0 | 0 | 0 | 1495.3399 | 0 | 0 | 1495.3399 | 1495.4 | -0.060079
675 | 86.13 | 0 | 739.54 | 0 | 0 | 0 | 0 | 0 | 0 | 0 | 0 | 1657.47 | 86.13 | 0 | 0 | 0 | 1495.3399 | 0 | 0 | 1495.3399 | 1495.4 | -0.060079
676 | 86.13 | 0 | 737.17 | 0 | 0 | 0 | 0 | 0 | 0 | 0 | 0 | 1657.47 | 86.13 | 0 | 0 | 0 | 1495.3399 | 0 | 0 | 1495.3399 | 1495.4 | -0.060079
677 | 86.13 | 0 | 734.79 | 0 | 0 | 0 | 0 | 0 | 0 | 0 | 0 | 1657.47 | 86.13 | 0 | 0 | 0 | 1495.3399 | 0 | 0 | 1495.3399 | 1495.4 | -0.060079
678 | 86.13 | 0 | 732.42 | 0 | 0 | 0 | 0 | 0 | 0 | 0 | 0 | 1657.47 | 86.13 | 0 | 0 | 0 | 1495.3399 | 0 | 0 | 1495.3399 | 1495.4 | -0.060079
679 | 86.13 | 0 | 730.04 | 0 | 0 | 0 | 0 | 0 | 0 | 0 | 0 | 1657.47 | 86.13 | 0 | 0 | 0 | 1495.3399 | 0 | 0 | 1495.3399 | 1495.4 | -0.060079
680 | 86.13 | 0 | 727.67 | 0 | 0 | 0 | 0 | 0 | 0 | 0 | 0 | 1657.47 | 86.13 | 0 | 0 | 0 | 1495.3399 | 0 | 0 | 1495.3399 | 1495.4 | -0.060079
681 | 95.83 | 0 | 731.24 | 0 | 0 | 0 | 0 | 0 | 0 | 0 | 0 | 1657.47 | 86.13 | 9.7 | 0 | 0 | 1495.3399 | 458.4778 | 9.7 | 1953.8177 | 1953.79 | 0.027747
682 | 100 | 0 | 737.38 | 0 | 0 | 0 | 0 | 0 | 0 | 0 | 0 | 1657.47 | 79.36 | 20.64 | 0 | 0 | 1495.3399 | 975.5652 | 20.64 | 2470.9051 | 2471.06 | -0.15489
683 | 100 | 0 | 743.52 | 0 | 0 | 0 | 0 | 0 | 0 | 0 | 0 | 1657.47 | 58.81 | 41.19 | 0 | 0 | 1495.3399 | 1946.8765 | 41.19 | 3442.2164 | 3442.19 | 0.026381
684 | 100 | 0 | 749.65 | 0 | 0 | 0 | 0 | 0 | 0 | 0 | 0 | 1657.47 | 57.95 | 42.05 | 0 | 0 | 1495.3399 | 1987.525 | 42.05 | 3482.8649 | 3482.83 | 0.03493
685 | 100 | 0 | 755.79 | 0 | 0 | 0 | 0 | 0 | 0 | 0 | 0 | 1657.47 | 67.17 | 32.83 | 0 | 0 | 1495.3399 | 1551.7347 | 32.83 | 3047.0747 | 3047.23 | -0.15533
686 | 100 | 0 | 761.92 | 0 | 0 | 0 | 0 | 0 | 0 | 0 | 0 | 1657.47 | 70.44 | 29.56 | 0 | 0 | 1495.3399 | 1397.1757 | 29.56 | 2892.5156 | 2892.39 | 0.12565
687 | 100 | 0 | 768.06 | 0 | 0 | 0 | 0 | 0 | 0 | 0 | 0 | 1657.47 | 79.86 | 20.14 | 0 | 0 | 1495.3399 | 951.9323 | 20.14 | 2447.2722 | 2447.24 | 0.032232
688 | 100 | 0 | 774.2 | 0 | 0 | 0 | 0 | 0 | 0 | 0 | 0 | 1657.47 | 82.68 | 17.32 | 0 | 0 | 1495.3399 | 818.6429 | 17.32 | 2313.9828 | 2314 | -0.017198
689 | 92.29 | 0 | 775.6 | 0 | 0 | 0 | 0 | 0 | 0 | 0 | 0 | 1657.47 | 86.13 | 6.16 | 0 | 0 | 1495.3399 | 291.1571 | 6.16 | 1786.497 | 1786.44 | 0.056973
690 | 86.13 | 0 | 773.23 | 0 | 0 | 0 | 0 | 0 | 0 | 0 | 0 | 1657.47 | 86.13 | 0 | 0 | 0 | 1495.3399 | 0 | 0 | 1495.3399 | 1495.4 | -0.060079
691 | 86.13 | 0 | 770.85 | 0 | 0 | 0 | 0 | 0 | 0 | 0 | 0 | 1657.47 | 86.13 | 0 | 0 | 0 | 1495.3399 | 0 | 0 | 1495.3399 | 1495.4 | -0.060079
692 | 86.13 | 0 | 768.48 | 0 | 0 | 0 | 0 | 0 | 0 | 0 | 0 | 1657.47 | 86.13 | 0 | 0 | 0 | 1495.3399 | 0 | 0 | 1495.3399 | 1495.4 | -0.060079
693 | 86.13 | 0 | 766.1 | 0 | 0 | 0 | 0 | 0 | 0 | 0 | 0 | 1657.47 | 86.13 | 0 | 0 | 0 | 1495.3399 | 0 | 0 | 1495.3399 | 1495.4 | -0.060079
694 | 86.13 | 0 | 763.73 | 0 | 0 | 0 | 0 | 0 | 0 | 0 | 0 | 1657.47 | 86.13 | 0 | 0 | 0 | 1495.3399 | 0 | 0 | 1495.3399 | 1495.4 | -0.060079
695 | 86.13 | 0 | 761.35 | 0 | 0 | 0 | 0 | 0 | 0 | 0 | 0 | 1657.47 | 86.13 | 0 | 0 | 0 | 1495.3399 | 0 | 0 | 1495.3399 | 1495.4 | -0.060079
696 | 86.13 | 0 | 758.98 | 0 | 0 | 0 | 0 | 0 | 0 | 0 | 0 | 1657.47 | 86.13 | 0 | 0 | 0 | 1495.3399 | 0 | 0 | 1495.3399 | 1495.4 | -0.060079
697 | 86.13 | 0 | 756.6 | 0 | 0 | 0 | 0 | 0 | 0 | 0 | 0 | 1657.47 | 86.13 | 0 | 0 | 0 | 1495.3399 | 0 | 0 | 1495.3399 | 1495.4 | -0.060079
698 | 86.13 | 0 | 754.23 | 0 | 0 | 0 | 0 | 0 | 0 | 0 | 0 | 1657.47 | 86.13 | 0 | 0 | 0 | 1495.3399 | 0 | 0 | 1495.3399 | 1495.4 | -0.060079
699 | 86.13 | 0 | 751.85 | 0 | 0 | 0 | 0 | 0 | 0 | 0 | 0 | 1657.47 | 86.13 | 0 | 0 | 0 | 1495.3399 | 0 | 0 | 1495.3399 | 1495.4 | -0.060079
700 | 86.13 | 0 | 749.48 | 0 | 0 | 0 | 0 | 0 | 0 | 0 | 0 | 1657.47 | 86.13 | 0 | 0 | 0 | 1495.3399 | 0 | 0 | 1495.3399 | 1495.4 | -0.060079
701 | 86.13 | 0 | 747.11 | 0 | 0 | 0 | 0 | 0 | 0 | 0 | 0 | 1657.47 | 86.13 | 0 | 0 | 0 | 1495.3399 | 0 | 0 | 1495.3399 | 1495.4 | -0.060079
702 | 86.13 | 0 | 744.73 | 0 | 0 | 0 | 0 | 0 | 0 | 0 | 0 | 1657.47 | 86.13 | 0 | 0 | 0 | 1495.3399 | 0 | 0 | 1495.3399 | 1495.4 | -0.060079
703 | 86.13 | 0 | 742.36 | 0 | 0 | 0 | 0 | 0 | 0 | 0 | 0 | 1657.47 | 86.13 | 0 | 0 | 0 | 1495.3399 | 0 | 0 | 1495.3399 | 1495.4 | -0.060079
704 | 88.7 | 0 | 741.56 | 0 | 0 | 0 | 0 | 0 | 0 | 0 | 0 | 1657.47 | 86.13 | 2.57 | 0 | 0 | 1495.3399 | 121.473 | 2.57 | 1616.8129 | 1616.9 | -0.087088
705 | 100 | 0 | 747.7 | 0 | 0 | 0 | 0 | 0 | 0 | 0 | 0 | 1657.47 | 35.93 | 64.07 | 0 | 0 | 1495.3399 | 3028.3169 | 64.07 | 4523.6569 | 4523.72 | -0.063138
706 | 100 | 0 | 753.83 | 0 | 0 | 0 | 0 | 0 | 0 | 0 | 0 | 1657.47 | 0 | 113.17 | 13.17 | 0 | 1495.3399 | 4726.5755 | 100 | 6221.9154 | 6221.98 | -0.064551
707 | 100 | 0 | 759.97 | 0 | 0 | 0 | 0 | 0 | 0 | 0 | 0 | 1657.47 | 0 | 165.68 | 65.68 | 0 | 1495.3399 | 4726.5755 | 100 | 6221.9154 | 6221.98 | -0.064551
708 | 100 | 0 | 766.1 | 0 | 0 | 0 | 0 | 0 | 0 | 0 | 0 | 1657.47 | 0 | 135.87 | 35.87 | 0 | 1495.3399 | 4726.5755 | 100 | 6221.9154 | 6221.98 | -0.064551
709 | 100 | 0 | 772.24 | 0 | 0 | 0 | 0 | 0 | 0 | 0 | 0 | 1657.47 | 0 | 191.85 | 91.85 | 0 | 1495.3399 | 4726.5755 | 100 | 6221.9154 | 6221.98 | -0.064551
710 | 100 | 0 | 778.38 | 0 | 0 | 0 | 0 | 0 | 0 | 0 | 0 | 1657.47 | 0 | 179.4 | 79.4 | 0 | 1495.3399 | 4726.5755 | 100 | 6221.9154 | 6221.98 | -0.064551
711 | 100 | 0 | 784.51 | 0 | 0 | 0 | 0 | 0 | 0 | 0 | 0 | 1657.47 | 79.15 | 20.85 | 0 | 0 | 1495.3399 | 985.491 | 20.85 | 2480.8309 | 2480.8 | 0.030918
712 | 99.81 | 0 | 790.53 | 0 | 0 | 0 | 0 | 0 | 0 | 0 | 0 | 1657.47 | 86.13 | 13.67 | 0 | 0 | 1495.3399 | 646.1229 | 13.67 | 2141.4628 | 2141.73 | -0.2672
713 | 91.1 | 0 | 791.21 | 0 | 0 | 0 | 0 | 0 | 0 | 0 | 0 | 1657.47 | 86.13 | 4.97 | 0 | 0 | 1495.3399 | 234.9108 | 4.97 | 1730.2507 | 1730.44 | -0.18928
714 | 86.13 | 0 | 788.83 | 0 | 0 | 0 | 0 | 0 | 0 | 0 | 0 | 1657.47 | 86.13 | 0 | 0 | 0 | 1495.3399 | 0 | 0 | 1495.3399 | 1495.4 | -0.060079
715 | 86.13 | 0 | 786.46 | 0 | 0 | 0 | 0 | 0 | 0 | 0 | 0 | 1657.47 | 86.13 | 0 | 0 | 0 | 1495.3399 | 0 | 0 | 1495.3399 | 1495.4 | -0.060079
716 | 86.13 | 0 | 784.08 | 0 | 0 | 0 | 0 | 0 | 0 | 0 | 0 | 1657.47 | 86.13 | 0 | 0 | 0 | 1495.3399 | 0 | 0 | 1495.3399 | 1495.4 | -0.060079
717 | 86.13 | 0 | 781.71 | 0 | 0 | 0 | 0 | 0 | 0 | 0 | 0 | 1657.47 | 86.13 | 0 | 0 | 0 | 1495.3399 | 0 | 0 | 1495.3399 | 1495.4 | -0.060079
718 | 86.13 | 0 | 779.33 | 0 | 0 | 0 | 0 | 0 | 0 | 0 | 0 | 1657.47 | 86.13 | 0 | 0 | 0 | 1495.3399 | 0 | 0 | 1495.3399 | 1495.4 | -0.060079
719 | 86.13 | 0 | 776.96 | 0 | 0 | 0 | 0 | 0 | 0 | 0 | 0 | 1657.47 | 86.13 | 0 | 0 | 0 | 1495.3399 | 0 | 0 | 1495.3399 | 1495.4 | -0.060079
720 | 86.13 | 0 | 774.58 | 0 | 0 | 0 | 0 | 0 | 0 | 0 | 0 | 1657.47 | 86.13 | 0 | 0 | 0 | 1495.3399 | 0 | 0 | 1495.3399 | 1495.4 | -0.060079
721 | 86.13 | 0 | 772.21 | 0 | 0 | 0 | 0 | 0 | 0 | 0 | 0 | 1657.47 | 86.13 | 0 | 0 | 0 | 1495.3399 | 0 | 0 | 1495.3399 | 1495.4 | -0.060079
722 | 86.13 | 0 | 769.83 | 0 | 0 | 0 | 0 | 0 | 0 | 0 | 0 | 1657.47 | 86.13 | 0 | 0 | 0 | 1495.3399 | 0 | 0 | 1495.3399 | 1495.4 | -0.060079
723 | 86.13 | 0 | 767.46 | 0 | 0 | 0 | 0 | 0 | 0 | 0 | 0 | 1657.47 | 86.13 | 0 | 0 | 0 | 1495.3399 | 0 | 0 | 1495.3399 | 1495.4 | -0.060079
724 | 86.13 | 0 | 765.08 | 0 | 0 | 0 | 0 | 0 | 0 | 0 | 0 | 1657.47 | 86.13 | 0 | 0 | 0 | 1495.3399 | 0 | 0 | 1495.3399 | 1495.4 | -0.060079
725 | 86.13 | 0 | 762.71 | 0 | 0 | 0 | 0 | 0 | 0 | 0 | 0 | 1657.47 | 86.13 | 0 | 0 | 0 | 1495.3399 | 0 | 0 | 1495.3399 | 1495.4 | -0.060079
726 | 86.13 | 0 | 760.34 | 0 | 0 | 0 | 0 | 0 | 0 | 0 | 0 | 1657.47 | 86.13 | 0 | 0 | 0 | 1495.3399 | 0 | 0 | 1495.3399 | 1495.4 | -0.060079
727 | 86.13 | 0 | 757.96 | 0 | 0 | 0 | 0 | 0 | 0 | 0 | 0 | 1657.47 | 86.13 | 0 | 0 | 0 | 1495.3399 | 0 | 0 | 1495.3399 | 1495.4 | -0.060079
728 | 88.51 | 0 | 757.05 | 0 | 0 | 0 | 0 | 0 | 0 | 0 | 0 | 1657.47 | 86.13 | 2.38 | 0 | 0 | 1495.3399 | 112.4925 | 2.38 | 1607.8324 | 1607.86 | -0.027582
729 | 100 | 0 | 763.18 | 0 | 0 | 0 | 0 | 0 | 0 | 0 | 0 | 1657.47 | 49.12 | 50.88 | 0 | 0 | 1495.3399 | 2404.8816 | 50.88 | 3900.2215 | 3900.38 | -0.15845
730 | 100 | 0 | 769.32 | 0 | 0 | 0 | 0 | 0 | 0 | 0 | 0 | 1657.47 | 7.96 | 92.04 | 0 | 0 | 1495.3399 | 4350.3401 | 92.04 | 5845.68 | 5845.65 | 0.030037
731 | 100 | 0 | 775.46 | 0 | 0 | 0 | 0 | 0 | 0 | 0 | 0 | 1657.47 | 0 | 173.42 | 73.42 | 0 | 1495.3399 | 4726.5755 | 100 | 6221.9154 | 6221.98 | -0.064551
732 | 100 | 0 | 781.59 | 0 | 0 | 0 | 0 | 0 | 0 | 0 | 0 | 1657.47 | 0 | 196.61 | 96.61 | 0 | 1495.3399 | 4726.5755 | 100 | 6221.9154 | 6221.98 | -0.064551
733 | 100 | 0 | 787.73 | 0 | 0 | 0 | 0 | 0 | 0 | 0 | 0 | 1657.47 | 0 | 200 | 100 | 0 | 1495.3399 | 4726.5755 | 100 | 6221.9154 | 6221.98 | -0.064551
734 | 100 | 0 | 793.86 | 0 | 0 | 0 | 0 | 0 | 0 | 0 | 0 | 1657.47 | 0 | 140.53 | 40.53 | 0 | 1495.3399 | 4726.5755 | 100 | 6221.9154 | 6221.98 | -0.064551
735 | 100 | 0 | 800 | 0 | 0 | 0 | 0 | 0 | 0 | 0 | 0 | 1657.47 | 0 | 122.92 | 22.92 | 0 | 1495.3399 | 4726.5755 | 100 | 6221.9154 | 6221.98 | -0.064551
736 | 86.18 | 0 | 797.66 | 0 | 0 | 0 | 0 | 0 | 0 | 0 | 0 | 1657.47 | 86.13 | 0.05 | 0 | 0 | 1495.3399 | 2.3633 | 0.05 | 1497.7032 | 1497.78 | -0.076792
737 | 86.13 | 0 | 795.28 | 0 | 0 | 0 | 0 | 0 | 0 | 0 | 0 | 1657.47 | 86.13 | 0 | 0 | 0 | 1495.3399 | 0 | 0 | 1495.3399 | 1495.4 | -0.060079
738 | 86.13 | 0 | 792.91 | 0 | 0 | 0 | 0 | 0 | 0 | 0 | 0 | 1657.47 | 86.13 | 0 | 0 | 0 | 1495.3399 | 0 | 0 | 1495.3399 | 1495.4 | -0.060079
739 | 86.13 | 0 | 790.53 | 0 | 0 | 0 | 0 | 0 | 0 | 0 | 0 | 1657.47 | 86.13 | 0 | 0 | 0 | 1495.3399 | 0 | 0 | 1495.3399 | 1495.4 | -0.060079
740 | 86.13 | 0 | 788.16 | 0 | 0 | 0 | 0 | 0 | 0 | 0 | 0 | 1657.47 | 86.13 | 0 | 0 | 0 | 1495.3399 | 0 | 0 | 1495.3399 | 1495.4 | -0.060079
741 | 86.13 | 0 | 785.78 | 0 | 0 | 0 | 0 | 0 | 0 | 0 | 0 | 1657.47 | 86.13 | 0 | 0 | 0 | 1495.3399 | 0 | 0 | 1495.3399 | 1495.4 | -0.060079
742 | 86.13 | 0 | 783.41 | 0 | 0 | 0 | 0 | 0 | 0 | 0 | 0 | 1657.47 | 86.13 | 0 | 0 | 0 | 1495.3399 | 0 | 0 | 1495.3399 | 1495.4 | -0.060079
743 | 86.13 | 0 | 781.03 | 0 | 0 | 0 | 0 | 0 | 0 | 0 | 0 | 1657.47 | 86.13 | 0 | 0 | 0 | 1495.3399 | 0 | 0 | 1495.3399 | 1495.4 | -0.060079
744 | 86.13 | 0 | 778.66 | 0 | 0 | 0 | 0 | 0 | 0 | 0 | 0 | 1657.47 | 86.13 | 0 | 0 | 0 | 1495.3399 | 0 | 0 | 1495.3399 | 1495.4 | -0.060079
745 | 79.8 | 0 | 772.4 | 0 | 0 | 0 | 0 | 0 | 0 | 0 | 0 | 1657.47 | 79.8 | 0 | 0 | 0 | 1495.3399 | 0 | 0 | 1495.3399 | 1495.4 | -0.060079
746 | 79.8 | 0 | 766.14 | 0 | 0 | 0 | 0 | 0 | 0 | 0 | 0 | 1657.47 | 79.8 | 0 | 0 | 0 | 1495.3399 | 0 | 0 | 1495.3399 | 1495.4 | -0.060079
747 | 79.8 | 0 | 759.88 | 0 | 0 | 0 | 0 | 0 | 0 | 0 | 0 | 1657.47 | 79.8 | 0 | 0 | 0 | 1495.3399 | 0 | 0 | 1495.3399 | 1495.4 | -0.060079
748 | 79.8 | 0 | 753.62 | 0 | 0 | 0 | 0 | 0 | 0 | 0 | 0 | 1657.47 | 79.8 | 0 | 0 | 0 | 1495.3399 | 0 | 0 | 1495.3399 | 1495.4 | -0.060079
749 | 79.8 | 0 | 747.36 | 0 | 0 | 0 | 0 | 0 | 0 | 0 | 0 | 1657.47 | 79.8 | 0 | 0 | 0 | 1495.3399 | 0 | 0 | 1495.3399 | 1495.4 | -0.060079
750 | 79.8 | 0 | 741.1 | 0 | 0 | 0 | 0 | 0 | 0 | 0 | 0 | 1657.47 | 79.8 | 0 | 0 | 0 | 1495.3399 | 0 | 0 | 1495.3399 | 1495.4 | -0.060079
751 | 79.8 | 0 | 734.84 | 0 | 0 | 0 | 0 | 0 | 0 | 0 | 0 | 1657.47 | 79.8 | 0 | 0 | 0 | 1495.3399 | 0 | 0 | 1495.3399 | 1495.4 | -0.060079
752 | 95.95 | 0 | 738.49 | 0 | 0 | 0 | 0 | 0 | 0 | 0 | 0 | 1657.47 | 79.8 | 16.16 | 0 | 0 | 1495.3399 | 763.8146 | 16.16 | 2259.1545 | 2259 | 0.15453
753 | 100 | 0 | 744.63 | 0 | 0 | 0 | 0 | 0 | 0 | 0 | 0 | 1657.47 | 12.33 | 87.67 | 0 | 0 | 1495.3399 | 4143.7888 | 87.67 | 5639.1287 | 5639.1 | 0.028686
754 | 100 | 0 | 750.76 | 0 | 0 | 0 | 0 | 0 | 0 | 0 | 0 | 1657.47 | 0 | 143.73 | 43.73 | 0 | 1495.3399 | 4726.5755 | 100 | 6221.9154 | 6221.98 | -0.064551
755 | 100 | 0 | 756.9 | 0 | 0 | 0 | 0 | 0 | 0 | 0 | 0 | 1657.47 | 0 | 183.09 | 83.09 | 0 | 1495.3399 | 4726.5755 | 100 | 6221.9154 | 6221.98 | -0.064551
756 | 100 | 0 | 763.04 | 0 | 0 | 0 | 0 | 0 | 0 | 0 | 0 | 1657.47 | 0 | 200 | 100 | 0 | 1495.3399 | 4726.5755 | 100 | 6221.9154 | 6221.98 | -0.064551
757 | 100 | 0 | 769.17 | 0 | 0 | 0 | 0 | 0 | 0 | 0 | 0 | 1657.47 | 0 | 200 | 100 | 0 | 1495.3399 | 4726.5755 | 100 | 6221.9154 | 6221.98 | -0.064551
758 | 100 | 0 | 775.31 | 0 | 0 | 0 | 0 | 0 | 0 | 0 | 0 | 1657.47 | 0 | 198.13 | 98.13 | 0 | 1495.3399 | 4726.5755 | 100 | 6221.9154 | 6221.98 | -0.064551
759 | 100 | 0 | 781.44 | 0 | 0 | 0 | 0 | 0 | 0 | 0 | 0 | 1657.47 | 0 | 109.1 | 9.1 | 0 | 1495.3399 | 4726.5755 | 100 | 6221.9154 | 6221.98 | -0.064551
760 | 100 | 0 | 787.58 | 0 | 0 | 0 | 0 | 0 | 0 | 0 | 0 | 1657.47 | 0 | 123.54 | 23.54 | 0 | 1495.3399 | 4726.5755 | 100 | 6221.9154 | 6221.98 | -0.064551
761 | 100 | 0 | 793.72 | 0 | 0 | 0 | 0 | 0 | 0 | 0 | 0 | 1657.47 | 37.01 | 62.99 | 0 | 0 | 1495.3399 | 2977.2699 | 62.99 | 4472.6098 | 4472.48 | 0.12985
762 | 79.8 | 0 | 787.46 | 0 | 0 | 0 | 0 | 0 | 0 | 0 | 0 | 1657.47 | 79.8 | 0 | 0 | 0 | 1495.3399 | 0 | 0 | 1495.3399 | 1495.4 | -0.060079
763 | 79.8 | 0 | 781.2 | 0 | 0 | 0 | 0 | 0 | 0 | 0 | 0 | 1657.47 | 79.8 | 0 | 0 | 0 | 1495.3399 | 0 | 0 | 1495.3399 | 1495.4 | -0.060079
764 | 79.8 | 0 | 774.94 | 0 | 0 | 0 | 0 | 0 | 0 | 0 | 0 | 1657.47 | 79.8 | 0 | 0 | 0 | 1495.3399 | 0 | 0 | 1495.3399 | 1495.4 | -0.060079
765 | 79.8 | 0 | 768.67 | 0 | 0 | 0 | 0 | 0 | 0 | 0 | 0 | 1657.47 | 79.8 | 0 | 0 | 0 | 1495.3399 | 0 | 0 | 1495.3399 | 1495.4 | -0.060079
766 | 79.8 | 0 | 762.41 | 0 | 0 | 0 | 0 | 0 | 0 | 0 | 0 | 1657.47 | 79.8 | 0 | 0 | 0 | 1495.3399 | 0 | 0 | 1495.3399 | 1495.4 | -0.060079
767 | 79.8 | 0 | 756.15 | 0 | 0 | 0 | 0 | 0 | 0 | 0 | 0 | 1657.47 | 79.8 | 0 | 0 | 0 | 1495.3399 | 0 | 0 | 1495.3399 | 1495.4 | -0.060079
768 | 79.8 | 0 | 749.89 | 0 | 0 | 0 | 0 | 0 | 0 | 0 | 0 | 1657.47 | 79.8 | 0 | 0 | 0 | 1495.3399 | 0 | 0 | 1495.3399 | 1495.4 | -0.060079
769 | 79.8 | 0 | 743.63 | 0 | 0 | 0 | 0 | 0 | 0 | 0 | 0 | 1657.47 | 79.8 | 0 | 0 | 0 | 1495.3399 | 0 | 0 | 1495.3399 | 1495.4 | -0.060079
770 | 79.8 | 0 | 737.37 | 0 | 0 | 0 | 0 | 0 | 0 | 0 | 0 | 1657.47 | 79.8 | 0 | 0 | 0 | 1495.3399 | 0 | 0 | 1495.3399 | 1495.4 | -0.060079
771 | 79.8 | 0 | 731.11 | 0 | 0 | 0 | 0 | 0 | 0 | 0 | 0 | 1657.47 | 79.8 | 0 | 0 | 0 | 1495.3399 | 0 | 0 | 1495.3399 | 1495.4 | -0.060079
772 | 79.8 | 0 | 724.85 | 0 | 0 | 0 | 0 | 0 | 0 | 0 | 0 | 1657.47 | 79.8 | 0 | 0 | 0 | 1495.3399 | 0 | 0 | 1495.3399 | 1495.4 | -0.060079
773 | 79.8 | 0 | 718.59 | 0 | 0 | 0 | 0 | 0 | 0 | 0 | 0 | 1657.47 | 79.8 | 0 | 0 | 0 | 1495.3399 | 0 | 0 | 1495.3399 | 1495.4 | -0.060079
774 | 79.8 | 0 | 712.33 | 0 | 0 | 0 | 0 | 0 | 0 | 0 | 0 | 1657.47 | 79.8 | 0 | 0 | 0 | 1495.3399 | 0 | 0 | 1495.3399 | 1495.4 | -0.060079
775 | 79.8 | 0 | 706.07 | 0 | 0 | 0 | 0 | 0 | 0 | 0 | 0 | 1657.47 | 79.8 | 0 | 0 | 0 | 1495.3399 | 0 | 0 | 1495.3399 | 1495.4 | -0.060079
776 | 88.57 | 0 | 705.19 | 0 | 0 | 0 | 0 | 0 | 0 | 0 | 0 | 1657.47 | 79.8 | 8.77 | 0 | 0 | 1495.3399 | 414.5207 | 8.77 | 1909.8606 | 1910.05 | -0.18941
777 | 100 | 0 | 711.33 | 0 | 0 | 0 | 0 | 0 | 0 | 0 | 0 | 1657.47 | 30.95 | 69.05 | 0 | 0 | 1495.3399 | 3263.7004 | 69.05 | 4759.0403 | 4759.29 | -0.24968
778 | 100 | 0 | 717.47 | 0 | 0 | 0 | 0 | 0 | 0 | 0 | 0 | 1657.47 | 0 | 124.99 | 24.99 | 0 | 1495.3399 | 4726.5755 | 100 | 6221.9154 | 6221.98 | -0.064551
779 | 97.6 | 0 | 722.13 | 0 | 0 | 0 | 0 | 0 | 0 | 0 | 0 | 1657.47 | 79.8 | 17.8 | 0 | 0 | 1495.3399 | 841.3304 | 17.8 | 2336.6704 | 2336.55 | 0.12036
780 | 90.04 | 0 | 722.15 | 0 | 0 | 0 | 0 | 0 | 0 | 0 | 0 | 1657.47 | 79.8 | 10.24 | 0 | 0 | 1495.3399 | 484.0013 | 10.24 | 1979.3413 | 1979.45 | -0.10875
781 | 100 | 0 | 728.29 | 0 | 0 | 0 | 0 | 0 | 0 | 0 | 0 | 1657.47 | 69.35 | 30.65 | 0 | 0 | 1495.3399 | 1448.6954 | 30.65 | 2944.0353 | 2943.91 | 0.12532
782 | 100 | 0 | 734.42 | 0 | 0 | 0 | 0 | 0 | 0 | 0 | 0 | 1657.47 | 54.93 | 45.07 | 0 | 0 | 1495.3399 | 2130.2676 | 45.07 | 3625.6075 | 3625.58 | 0.027511
783 | 100 | 0 | 740.56 | 0 | 0 | 0 | 0 | 0 | 0 | 0 | 0 | 1657.47 | 46.51 | 53.49 | 0 | 0 | 1495.3399 | 2528.2453 | 53.49 | 4023.5852 | 4023.84 | -0.25483
784 | 100 | 0 | 746.7 | 0 | 0 | 0 | 0 | 0 | 0 | 0 | 0 | 1657.47 | 0 | 111.24 | 11.24 | 0 | 1495.3399 | 4726.5755 | 100 | 6221.9154 | 6221.98 | -0.064551
785 | 100 | 0 | 752.83 | 0 | 0 | 0 | 0 | 0 | 0 | 0 | 0 | 1657.47 | 46.35 | 53.65 | 0 | 0 | 1495.3399 | 2535.8078 | 53.65 | 4031.1477 | 4031.31 | -0.16231
786 | 79.8 | 0 | 746.57 | 0 | 0 | 0 | 0 | 0 | 0 | 0 | 0 | 1657.47 | 79.8 | 0 | 0 | 0 | 1495.3399 | 0 | 0 | 1495.3399 | 1495.4 | -0.060079
787 | 79.8 | 0 | 740.31 | 0 | 0 | 0 | 0 | 0 | 0 | 0 | 0 | 1657.47 | 79.8 | 0 | 0 | 0 | 1495.3399 | 0 | 0 | 1495.3399 | 1495.4 | -0.060079
788 | 79.8 | 0 | 734.05 | 0 | 0 | 0 | 0 | 0 | 0 | 0 | 0 | 1657.47 | 79.8 | 0 | 0 | 0 | 1495.3399 | 0 | 0 | 1495.3399 | 1495.4 | -0.060079
789 | 79.8 | 0 | 727.79 | 0 | 0 | 0 | 0 | 0 | 0 | 0 | 0 | 1657.47 | 79.8 | 0 | 0 | 0 | 1495.3399 | 0 | 0 | 1495.3399 | 1495.4 | -0.060079
790 | 79.8 | 0 | 721.53 | 0 | 0 | 0 | 0 | 0 | 0 | 0 | 0 | 1657.47 | 79.8 | 0 | 0 | 0 | 1495.3399 | 0 | 0 | 1495.3399 | 1495.4 | -0.060079
791 | 79.8 | 0 | 715.27 | 0 | 0 | 0 | 0 | 0 | 0 | 0 | 0 | 1657.47 | 79.8 | 0 | 0 | 0 | 1495.3399 | 0 | 0 | 1495.3399 | 1495.4 | -0.060079
792 | 79.8 | 0 | 709.01 | 0 | 0 | 0 | 0 | 0 | 0 | 0 | 0 | 1657.47 | 79.8 | 0 | 0 | 0 | 1495.3399 | 0 | 0 | 1495.3399 | 1495.4 | -0.060079
793 | 79.8 | 0 | 702.75 | 0 | 0 | 0 | 0 | 0 | 0 | 0 | 0 | 1657.47 | 79.8 | 0 | 0 | 0 | 1495.3399 | 0 | 0 | 1495.3399 | 1495.4 | -0.060079
794 | 79.8 | 0 | 696.49 | 0 | 0 | 0 | 0 | 0 | 0 | 0 | 0 | 1657.47 | 79.8 | 0 | 0 | 0 | 1495.3399 | 0 | 0 | 1495.3399 | 1495.4 | -0.060079
795 | 79.8 | 0 | 690.23 | 0 | 0 | 0 | 0 | 0 | 0 | 0 | 0 | 1657.47 | 79.8 | 0 | 0 | 0 | 1495.3399 | 0 | 0 | 1495.3399 | 1495.4 | -0.060079
796 | 79.8 | 0 | 683.97 | 0 | 0 | 0 | 0 | 0 | 0 | 0 | 0 | 1657.47 | 79.8 | 0 | 0 | 0 | 1495.3399 | 0 | 0 | 1495.3399 | 1495.4 | -0.060079
797 | 79.8 | 0 | 677.71 | 0 | 0 | 0 | 0 | 0 | 0 | 0 | 0 | 1657.47 | 79.8 | 0 | 0 | 0 | 1495.3399 | 0 | 0 | 1495.3399 | 1495.4 | -0.060079
798 | 79.8 | 0 | 671.45 | 0 | 0 | 0 | 0 | 0 | 0 | 0 | 0 | 1657.47 | 79.8 | 0 | 0 | 0 | 1495.3399 | 0 | 0 | 1495.3399 | 1495.4 | -0.060079
799 | 79.8 | 0 | 665.19 | 0 | 0 | 0 | 0 | 0 | 0 | 0 | 0 | 1657.47 | 79.8 | 0 | 0 | 0 | 1495.3399 | 0 | 0 | 1495.3399 | 1495.4 | -0.060079
800 | 85.23 | 0 | 662.26 | 0 | 0 | 0 | 0 | 0 | 0 | 0 | 0 | 1657.47 | 79.8 | 5.43 | 0 | 0 | 1495.3399 | 256.6531 | 5.43 | 1751.993 | 1751.96 | 0.032972
801 | 100 | 0 | 668.39 | 0 | 0 | 0 | 0 | 0 | 0 | 0 | 0 | 1657.47 | 23.62 | 76.38 | 0 | 0 | 1495.3399 | 3610.1584 | 76.38 | 5105.4983 | 5105.75 | -0.25169
802 | 100 | 0 | 674.53 | 0 | 0 | 0 | 0 | 0 | 0 | 0 | 0 | 1657.47 | 0 | 128.58 | 28.58 | 0 | 1495.3399 | 4726.5755 | 100 | 6221.9154 | 6221.98 | -0.064551
803 | 100 | 0 | 680.67 | 0 | 0 | 0 | 0 | 0 | 0 | 0 | 0 | 1657.47 | 0 | 161.58 | 61.58 | 0 | 1495.3399 | 4726.5755 | 100 | 6221.9154 | 6221.98 | -0.064551
804 | 100 | 0 | 686.8 | 0 | 0 | 0 | 0 | 0 | 0 | 0 | 0 | 1657.47 | 0 | 178.47 | 78.47 | 0 | 1495.3399 | 4726.5755 | 100 | 6221.9154 | 6221.98 | -0.064551
805 | 100 | 0 | 692.94 | 0 | 0 | 0 | 0 | 0 | 0 | 0 | 0 | 1657.47 | 0 | 107.15 | 7.15 | 0 | 1495.3399 | 4726.5755 | 100 | 6221.9154 | 6221.98 | -0.064551
806 | 100 | 0 | 699.08 | 0 | 0 | 0 | 0 | 0 | 0 | 0 | 0 | 1657.47 | 13.61 | 86.39 | 0 | 0 | 1495.3399 | 4083.2886 | 86.39 | 5578.6285 | 5578.6 | 0.02852
807 | 95.15 | 0 | 702.24 | 0 | 0 | 0 | 0 | 0 | 0 | 0 | 0 | 1657.47 | 79.8 | 15.35 | 0 | 0 | 1495.3399 | 725.5293 | 15.35 | 2220.8693 | 2221.01 | -0.14074
808 | 100 | 0 | 708.37 | 0 | 0 | 0 | 0 | 0 | 0 | 0 | 0 | 1657.47 | 59.17 | 40.83 | 0 | 0 | 1495.3399 | 1929.8608 | 40.83 | 3425.2007 | 3425.45 | -0.24929
809 | 97.09 | 0 | 712.72 | 0 | 0 | 0 | 0 | 0 | 0 | 0 | 0 | 1657.47 | 79.8 | 17.29 | 0 | 0 | 1495.3399 | 817.2249 | 17.29 | 2312.5648 | 2312.53 | 0.034829
810 | 79.8 | 0 | 706.46 | 0 | 0 | 0 | 0 | 0 | 0 | 0 | 0 | 1657.47 | 79.8 | 0 | 0 | 0 | 1495.3399 | 0 | 0 | 1495.3399 | 1495.4 | -0.060079
811 | 79.8 | 0 | 700.2 | 0 | 0 | 0 | 0 | 0 | 0 | 0 | 0 | 1657.47 | 79.8 | 0 | 0 | 0 | 1495.3399 | 0 | 0 | 1495.3399 | 1495.4 | -0.060079
812 | 79.8 | 0 | 693.94 | 0 | 0 | 0 | 0 | 0 | 0 | 0 | 0 | 1657.47 | 79.8 | 0 | 0 | 0 | 1495.3399 | 0 | 0 | 1495.3399 | 1495.4 | -0.060079
813 | 79.8 | 0 | 687.68 | 0 | 0 | 0 | 0 | 0 | 0 | 0 | 0 | 1657.47 | 79.8 | 0 | 0 | 0 | 1495.3399 | 0 | 0 | 1495.3399 | 1495.4 | -0.060079
814 | 79.8 | 0 | 681.42 | 0 | 0 | 0 | 0 | 0 | 0 | 0 | 0 | 1657.47 | 79.8 | 0 | 0 | 0 | 1495.3399 | 0 | 0 | 1495.3399 | 1495.4 | -0.060079
815 | 79.8 | 0 | 675.16 | 0 | 0 | 0 | 0 | 0 | 0 | 0 | 0 | 1657.47 | 79.8 | 0 | 0 | 0 | 1495.3399 | 0 | 0 | 1495.3399 | 1495.4 | -0.060079
816 | 79.8 | 0 | 668.9 | 0 | 0 | 0 | 0 | 0 | 0 | 0 | 0 | 1657.47 | 79.8 | 0 | 0 | 0 | 1495.3399 | 0 | 0 | 1495.3399 | 1495.4 | -0.060079
817 | 79.8 | 0 | 662.64 | 0 | 0 | 0 | 0 | 0 | 0 | 0 | 0 | 1657.47 | 79.8 | 0 | 0 | 0 | 1495.3399 | 0 | 0 | 1495.3399 | 1495.4 | -0.060079
818 | 79.8 | 0 | 656.38 | 0 | 0 | 0 | 0 | 0 | 0 | 0 | 0 | 1657.47 | 79.8 | 0 | 0 | 0 | 1495.3399 | 0 | 0 | 1495.3399 | 1495.4 | -0.060079
819 | 79.8 | 0 | 650.12 | 0 | 0 | 0 | 0 | 0 | 0 | 0 | 0 | 1657.47 | 79.8 | 0 | 0 | 0 | 1495.3399 | 0 | 0 | 1495.3399 | 1495.4 | -0.060079
820 | 79.8 | 0 | 643.86 | 0 | 0 | 0 | 0 | 0 | 0 | 0 | 0 | 1657.47 | 79.8 | 0 | 0 | 0 | 1495.3399 | 0 | 0 | 1495.3399 | 1495.4 | -0.060079
821 | 79.8 | 0 | 637.6 | 0 | 0 | 0 | 0 | 0 | 0 | 0 | 0 | 1657.47 | 79.8 | 0 | 0 | 0 | 1495.3399 | 0 | 0 | 1495.3399 | 1495.4 | -0.060079
822 | 79.8 | 0 | 631.34 | 0 | 0 | 0 | 0 | 0 | 0 | 0 | 0 | 1657.47 | 79.8 | 0 | 0 | 0 | 1495.3399 | 0 | 0 | 1495.3399 | 1495.4 | -0.060079
823 | 79.8 | 0 | 625.08 | 0 | 0 | 0 | 0 | 0 | 0 | 0 | 0 | 1657.47 | 79.8 | 0 | 0 | 0 | 1495.3399 | 0 | 0 | 1495.3399 | 1495.4 | -0.060079
824 | 85.78 | 0 | 622.49 | 0 | 0 | 0 | 0 | 0 | 0 | 0 | 0 | 1657.47 | 79.8 | 5.98 | 0 | 0 | 1495.3399 | 282.6492 | 5.98 | 1777.9891 | 1778.28 | -0.29086
825 | 100 | 0 | 628.62 | 0 | 0 | 0 | 0 | 0 | 0 | 0 | 0 | 1657.47 | 21.25 | 78.75 | 0 | 0 | 1495.3399 | 3722.1782 | 78.75 | 5217.5181 | 5217.68 | -0.16185
826 | 100 | 0 | 634.76 | 0 | 0 | 0 | 0 | 0 | 0 | 0 | 0 | 1657.47 | 0 | 131.33 | 31.33 | 0 | 1495.3399 | 4726.5755 | 100 | 6221.9154 | 6221.98 | -0.064551
827 | 100 | 0 | 640.9 | 0 | 0 | 0 | 0 | 0 | 0 | 0 | 0 | 1657.47 | 0 | 146 | 46 | 0 | 1495.3399 | 4726.5755 | 100 | 6221.9154 | 6221.98 | -0.064551
828 | 100 | 0 | 647.03 | 0 | 0 | 0 | 0 | 0 | 0 | 0 | 0 | 1657.47 | 0 | 148.3 | 48.3 | 0 | 1495.3399 | 4726.5755 | 100 | 6221.9154 | 6221.98 | -0.064551
829 | 100 | 0 | 653.17 | 0 | 0 | 0 | 0 | 0 | 0 | 0 | 0 | 1657.47 | 0 | 165.81 | 65.81 | 0 | 1495.3399 | 4726.5755 | 100 | 6221.9154 | 6221.98 | -0.064551
830 | 100 | 0 | 659.31 | 0 | 0 | 0 | 0 | 0 | 0 | 0 | 0 | 1657.47 | 0 | 150.83 | 50.83 | 0 | 1495.3399 | 4726.5755 | 100 | 6221.9154 | 6221.98 | -0.064551
831 | 100 | 0 | 665.44 | 0 | 0 | 0 | 0 | 0 | 0 | 0 | 0 | 1657.47 | 0 | 139.88 | 39.88 | 0 | 1495.3399 | 4726.5755 | 100 | 6221.9154 | 6221.98 | -0.064551
832 | 100 | 0 | 671.58 | 0 | 0 | 0 | 0 | 0 | 0 | 0 | 0 | 1657.47 | 3.09 | 96.91 | 0 | 0 | 1495.3399 | 4580.5243 | 96.91 | 6075.8643 | 6075.93 | -0.065735
833 | 100 | 0 | 677.71 | 0 | 0 | 0 | 0 | 0 | 0 | 0 | 0 | 1657.47 | 50.62 | 49.38 | 0 | 0 | 1495.3399 | 2333.983 | 49.38 | 3829.3229 | 3829.39 | -0.067083
834 | 79.8 | 0 | 671.45 | 0 | 0 | 0 | 0 | 0 | 0 | 0 | 0 | 1657.47 | 79.8 | 0 | 0 | 0 | 1495.3399 | 0 | 0 | 1495.3399 | 1495.4 | -0.060079
835 | 79.8 | 0 | 665.19 | 0 | 0 | 0 | 0 | 0 | 0 | 0 | 0 | 1657.47 | 79.8 | 0 | 0 | 0 | 1495.3399 | 0 | 0 | 1495.3399 | 1495.4 | -0.060079
836 | 79.8 | 0 | 658.93 | 0 | 0 | 0 | 0 | 0 | 0 | 0 | 0 | 1657.47 | 79.8 | 0 | 0 | 0 | 1495.3399 | 0 | 0 | 1495.3399 | 1495.4 | -0.060079
837 | 79.8 | 0 | 652.67 | 0 | 0 | 0 | 0 | 0 | 0 | 0 | 0 | 1657.47 | 79.8 | 0 | 0 | 0 | 1495.3399 | 0 | 0 | 1495.3399 | 1495.4 | -0.060079
838 | 79.8 | 0 | 646.41 | 0 | 0 | 0 | 0 | 0 | 0 | 0 | 0 | 1657.47 | 79.8 | 0 | 0 | 0 | 1495.3399 | 0 | 0 | 1495.3399 | 1495.4 | -0.060079
839 | 79.8 | 0 | 640.15 | 0 | 0 | 0 | 0 | 0 | 0 | 0 | 0 | 1657.47 | 79.8 | 0 | 0 | 0 | 1495.3399 | 0 | 0 | 1495.3399 | 1495.4 | -0.060079
840 | 79.8 | 0 | 633.89 | 0 | 0 | 0 | 0 | 0 | 0 | 0 | 0 | 1657.47 | 79.8 | 0 | 0 | 0 | 1495.3399 | 0 | 0 | 1495.3399 | 1495.4 | -0.060079
841 | 79.8 | 0 | 627.63 | 0 | 0 | 0 | 0 | 0 | 0 | 0 | 0 | 1657.47 | 79.8 | 0 | 0 | 0 | 1495.3399 | 0 | 0 | 1495.3399 | 1495.4 | -0.060079
842 | 79.8 | 0 | 621.37 | 0 | 0 | 0 | 0 | 0 | 0 | 0 | 0 | 1657.47 | 79.8 | 0 | 0 | 0 | 1495.3399 | 0 | 0 | 1495.3399 | 1495.4 | -0.060079
843 | 79.8 | 0 | 615.11 | 0 | 0 | 0 | 0 | 0 | 0 | 0 | 0 | 1657.47 | 79.8 | 0 | 0 | 0 | 1495.3399 | 0 | 0 | 1495.3399 | 1495.4 | -0.060079
844 | 79.8 | 0 | 608.85 | 0 | 0 | 0 | 0 | 0 | 0 | 0 | 0 | 1657.47 | 79.8 | 0 | 0 | 0 | 1495.3399 | 0 | 0 | 1495.3399 | 1495.4 | -0.060079
845 | 79.8 | 0 | 602.59 | 0 | 0 | 0 | 0 | 0 | 0 | 0 | 0 | 1657.47 | 79.8 | 0 | 0 | 0 | 1495.3399 | 0 | 0 | 1495.3399 | 1495.4 | -0.060079
846 | 79.8 | 0 | 596.33 | 0 | 0 | 0 | 0 | 0 | 0 | 0 | 0 | 1657.47 | 79.8 | 0 | 0 | 0 | 1495.3399 | 0 | 0 | 1495.3399 | 1495.4 | -0.060079
847 | 79.8 | 0 | 590.07 | 0 | 0 | 0 | 0 | 0 | 0 | 0 | 0 | 1657.47 | 79.8 | 0 | 0 | 0 | 1495.3399 | 0 | 0 | 1495.3399 | 1495.4 | -0.060079
848 | 94.67 | 0 | 592.93 | 0 | 0 | 0 | 0 | 0 | 0 | 0 | 0 | 1657.47 | 79.8 | 14.87 | 0 | 0 | 1495.3399 | 702.8418 | 14.87 | 2198.1817 | 2198.23 | -0.048298
849 | 100 | 0 | 599.07 | 0 | 0 | 0 | 0 | 0 | 0 | 0 | 0 | 1657.47 | 21.63 | 78.37 | 0 | 0 | 1495.3399 | 3704.2172 | 78.37 | 5199.5572 | 5199.43 | 0.12716
850 | 100 | 0 | 605.21 | 0 | 0 | 0 | 0 | 0 | 0 | 0 | 0 | 1657.47 | 0 | 131.93 | 31.93 | 0 | 1495.3399 | 4726.5755 | 100 | 6221.9154 | 6221.98 | -0.064551
851 | 100 | 0 | 611.34 | 0 | 0 | 0 | 0 | 0 | 0 | 0 | 0 | 1657.47 | 0 | 168.37 | 68.37 | 0 | 1495.3399 | 4726.5755 | 100 | 6221.9154 | 6221.98 | -0.064551
852 | 100 | 0 | 617.48 | 0 | 0 | 0 | 0 | 0 | 0 | 0 | 0 | 1657.47 | 0 | 162.75 | 62.75 | 0 | 1495.3399 | 4726.5755 | 100 | 6221.9154 | 6221.98 | -0.064551
853 | 100 | 0 | 623.62 | 0 | 0 | 0 | 0 | 0 | 0 | 0 | 0 | 1657.47 | 0 | 148.45 | 48.45 | 0 | 1495.3399 | 4726.5755 | 100 | 6221.9154 | 6221.98 | -0.064551
854 | 100 | 0 | 629.75 | 0 | 0 | 0 | 0 | 0 | 0 | 0 | 0 | 1657.47 | 0 | 155.73 | 55.73 | 0 | 1495.3399 | 4726.5755 | 100 | 6221.9154 | 6221.98 | -0.064551
855 | 100 | 0 | 635.89 | 0 | 0 | 0 | 0 | 0 | 0 | 0 | 0 | 1657.47 | 0 | 155.47 | 55.47 | 0 | 1495.3399 | 4726.5755 | 100 | 6221.9154 | 6221.98 | -0.064551
856 | 100 | 0 | 642.02 | 0 | 0 | 0 | 0 | 0 | 0 | 0 | 0 | 1657.47 | 0 | 115.27 | 15.27 | 0 | 1495.3399 | 4726.5755 | 100 | 6221.9154 | 6221.98 | -0.064551
857 | 100 | 0 | 648.16 | 0 | 0 | 0 | 0 | 0 | 0 | 0 | 0 | 1657.47 | 39.22 | 60.78 | 0 | 0 | 1495.3399 | 2872.8126 | 60.78 | 4368.1525 | 4368.12 | 0.032527
858 | 79.8 | 0 | 641.9 | 0 | 0 | 0 | 0 | 0 | 0 | 0 | 0 | 1657.47 | 79.8 | 0 | 0 | 0 | 1495.3399 | 0 | 0 | 1495.3399 | 1495.4 | -0.060079
859 | 79.8 | 0 | 635.64 | 0 | 0 | 0 | 0 | 0 | 0 | 0 | 0 | 1657.47 | 79.8 | 0 | 0 | 0 | 1495.3399 | 0 | 0 | 1495.3399 | 1495.4 | -0.060079
860 | 79.8 | 0 | 629.38 | 0 | 0 | 0 | 0 | 0 | 0 | 0 | 0 | 1657.47 | 79.8 | 0 | 0 | 0 | 1495.3399 | 0 | 0 | 1495.3399 | 1495.4 | -0.060079
861 | 79.8 | 0 | 623.12 | 0 | 0 | 0 | 0 | 0 | 0 | 0 | 0 | 1657.47 | 79.8 | 0 | 0 | 0 | 1495.3399 | 0 | 0 | 1495.3399 | 1495.4 | -0.060079
862 | 79.8 | 0 | 616.86 | 0 | 0 | 0 | 0 | 0 | 0 | 0 | 0 | 1657.47 | 79.8 | 0 | 0 | 0 | 1495.3399 | 0 | 0 | 1495.3399 | 1495.4 | -0.060079
863 | 79.8 | 0 | 610.6 | 0 | 0 | 0 | 0 | 0 | 0 | 0 | 0 | 1657.47 | 79.8 | 0 | 0 | 0 | 1495.3399 | 0 | 0 | 1495.3399 | 1495.4 | -0.060079
864 | 79.8 | 0 | 604.34 | 0 | 0 | 0 | 0 | 0 | 0 | 0 | 0 | 1657.47 | 79.8 | 0 | 0 | 0 | 1495.3399 | 0 | 0 | 1495.3399 | 1495.4 | -0.060079
865 | 79.8 | 0 | 598.08 | 0 | 0 | 0 | 0 | 0 | 0 | 0 | 0 | 1657.47 | 79.8 | 0 | 0 | 0 | 1495.3399 | 0 | 0 | 1495.3399 | 1495.4 | -0.060079
866 | 79.8 | 0 | 591.82 | 0 | 0 | 0 | 0 | 0 | 0 | 0 | 0 | 1657.47 | 79.8 | 0 | 0 | 0 | 1495.3399 | 0 | 0 | 1495.3399 | 1495.4 | -0.060079
867 | 79.8 | 0 | 585.56 | 0 | 0 | 0 | 0 | 0 | 0 | 0 | 0 | 1657.47 | 79.8 | 0 | 0 | 0 | 1495.3399 | 0 | 0 | 1495.3399 | 1495.4 | -0.060079
868 | 79.8 | 0 | 579.3 | 0 | 0 | 0 | 0 | 0 | 0 | 0 | 0 | 1657.47 | 79.8 | 0 | 0 | 0 | 1495.3399 | 0 | 0 | 1495.3399 | 1495.4 | -0.060079
869 | 79.8 | 0 | 573.04 | 0 | 0 | 0 | 0 | 0 | 0 | 0 | 0 | 1657.47 | 79.8 | 0 | 0 | 0 | 1495.3399 | 0 | 0 | 1495.3399 | 1495.4 | -0.060079
870 | 79.8 | 0 | 566.78 | 0 | 0 | 0 | 0 | 0 | 0 | 0 | 0 | 1657.47 | 79.8 | 0 | 0 | 0 | 1495.3399 | 0 | 0 | 1495.3399 | 1495.4 | -0.060079
871 | 79.8 | 0 | 560.52 | 0 | 0 | 0 | 0 | 0 | 0 | 0 | 0 | 1657.47 | 79.8 | 0 | 0 | 0 | 1495.3399 | 0 | 0 | 1495.3399 | 1495.4 | -0.060079
872 | 96.48 | 0 | 564.49 | 0 | 0 | 0 | 0 | 0 | 0 | 0 | 0 | 1657.47 | 79.8 | 16.68 | 0 | 0 | 1495.3399 | 788.3928 | 16.68 | 2283.7327 | 2283.83 | -0.097281
873 | 100 | 0 | 570.63 | 0 | 0 | 0 | 0 | 0 | 0 | 0 | 0 | 1657.47 | 21.15 | 78.85 | 0 | 0 | 1495.3399 | 3726.9048 | 78.85 | 5222.2447 | 5222.5 | -0.25528
874 | 100 | 0 | 576.76 | 0 | 0 | 0 | 0 | 0 | 0 | 0 | 0 | 1657.47 | 0 | 129.05 | 29.05 | 0 | 1495.3399 | 4726.5755 | 100 | 6221.9154 | 6221.98 | -0.064551
875 | 100 | 0 | 582.9 | 0 | 0 | 0 | 0 | 0 | 0 | 0 | 0 | 1657.47 | 0 | 163.71 | 63.71 | 0 | 1495.3399 | 4726.5755 | 100 | 6221.9154 | 6221.98 | -0.064551
876 | 100 | 0 | 589.04 | 0 | 0 | 0 | 0 | 0 | 0 | 0 | 0 | 1657.47 | 0 | 181.51 | 81.51 | 0 | 1495.3399 | 4726.5755 | 100 | 6221.9154 | 6221.98 | -0.064551
877 | 100 | 0 | 595.17 | 0 | 0 | 0 | 0 | 0 | 0 | 0 | 0 | 1657.47 | 0 | 186.39 | 86.39 | 0 | 1495.3399 | 4726.5755 | 100 | 6221.9154 | 6221.98 | -0.064551
878 | 100 | 0 | 601.31 | 0 | 0 | 0 | 0 | 0 | 0 | 0 | 0 | 1657.47 | 0 | 125.56 | 25.56 | 0 | 1495.3399 | 4726.5755 | 100 | 6221.9154 | 6221.98 | -0.064551
879 | 100 | 0 | 607.45 | 0 | 0 | 0 | 0 | 0 | 0 | 0 | 0 | 1657.47 | 0 | 117.29 | 17.29 | 0 | 1495.3399 | 4726.5755 | 100 | 6221.9154 | 6221.98 | -0.064551
880 | 100 | 0 | 613.58 | 0 | 0 | 0 | 0 | 0 | 0 | 0 | 0 | 1657.47 | 17.23 | 82.77 | 0 | 0 | 1495.3399 | 3912.1866 | 82.77 | 5407.5265 | 5407.68 | -0.15351
881 | 100 | 0 | 619.72 | 0 | 0 | 0 | 0 | 0 | 0 | 0 | 0 | 1657.47 | 56.89 | 43.11 | 0 | 0 | 1495.3399 | 2037.6267 | 43.11 | 3532.9666 | 3533.12 | -0.15337
882 | 79.8 | 0 | 613.46 | 0 | 0 | 0 | 0 | 0 | 0 | 0 | 0 | 1657.47 | 79.8 | 0 | 0 | 0 | 1495.3399 | 0 | 0 | 1495.3399 | 1495.4 | -0.060079
883 | 79.8 | 0 | 607.2 | 0 | 0 | 0 | 0 | 0 | 0 | 0 | 0 | 1657.47 | 79.8 | 0 | 0 | 0 | 1495.3399 | 0 | 0 | 1495.3399 | 1495.4 | -0.060079
884 | 79.8 | 0 | 600.94 | 0 | 0 | 0 | 0 | 0 | 0 | 0 | 0 | 1657.47 | 79.8 | 0 | 0 | 0 | 1495.3399 | 0 | 0 | 1495.3399 | 1495.4 | -0.060079
885 | 79.8 | 0 | 594.68 | 0 | 0 | 0 | 0 | 0 | 0 | 0 | 0 | 1657.47 | 79.8 | 0 | 0 | 0 | 1495.3399 | 0 | 0 | 1495.3399 | 1495.4 | -0.060079
886 | 79.8 | 0 | 588.42 | 0 | 0 | 0 | 0 | 0 | 0 | 0 | 0 | 1657.47 | 79.8 | 0 | 0 | 0 | 1495.3399 | 0 | 0 | 1495.3399 | 1495.4 | -0.060079
887 | 79.8 | 0 | 582.16 | 0 | 0 | 0 | 0 | 0 | 0 | 0 | 0 | 1657.47 | 79.8 | 0 | 0 | 0 | 1495.3399 | 0 | 0 | 1495.3399 | 1495.4 | -0.060079
888 | 79.8 | 0 | 575.9 | 0 | 0 | 0 | 0 | 0 | 0 | 0 | 0 | 1657.47 | 79.8 | 0 | 0 | 0 | 1495.3399 | 0 | 0 | 1495.3399 | 1495.4 | -0.060079
889 | 79.8 | 0 | 569.64 | 0 | 0 | 0 | 0 | 0 | 0 | 0 | 0 | 1657.47 | 79.8 | 0 | 0 | 0 | 1495.3399 | 0 | 0 | 1495.3399 | 1495.4 | -0.060079
890 | 79.8 | 0 | 563.37 | 0 | 0 | 0 | 0 | 0 | 0 | 0 | 0 | 1657.47 | 79.8 | 0 | 0 | 0 | 1495.3399 | 0 | 0 | 1495.3399 | 1495.4 | -0.060079
891 | 79.8 | 0 | 557.11 | 0 | 0 | 0 | 0 | 0 | 0 | 0 | 0 | 1657.47 | 79.8 | 0 | 0 | 0 | 1495.3399 | 0 | 0 | 1495.3399 | 1495.4 | -0.060079
892 | 79.8 | 0 | 550.85 | 0 | 0 | 0 | 0 | 0 | 0 | 0 | 0 | 1657.47 | 79.8 | 0 | 0 | 0 | 1495.3399 | 0 | 0 | 1495.3399 | 1495.4 | -0.060079
893 | 79.8 | 0 | 544.59 | 0 | 0 | 0 | 0 | 0 | 0 | 0 | 0 | 1657.47 | 79.8 | 0 | 0 | 0 | 1495.3399 | 0 | 0 | 1495.3399 | 1495.4 | -0.060079
894 | 79.8 | 0 | 538.33 | 0 | 0 | 0 | 0 | 0 | 0 | 0 | 0 | 1657.47 | 79.8 | 0 | 0 | 0 | 1495.3399 | 0 | 0 | 1495.3399 | 1495.4 | -0.060079
895 | 79.8 | 0 | 532.07 | 0 | 0 | 0 | 0 | 0 | 0 | 0 | 0 | 1657.47 | 79.8 | 0 | 0 | 0 | 1495.3399 | 0 | 0 | 1495.3399 | 1495.4 | -0.060079
896 | 99.29 | 0 | 537.78 | 0 | 0 | 0 | 0 | 0 | 0 | 0 | 0 | 1657.47 | 79.8 | 19.49 | 0 | 0 | 1495.3399 | 921.2096 | 19.49 | 2416.5495 | 2416.8 | -0.25051
897 | 100 | 0 | 543.91 | 0 | 0 | 0 | 0 | 0 | 0 | 0 | 0 | 1657.47 | 16.67 | 83.33 | 0 | 0 | 1495.3399 | 3938.6554 | 83.33 | 5433.9953 | 5434.25 | -0.25469
898 | 100 | 0 | 550.05 | 0 | 0 | 0 | 0 | 0 | 0 | 0 | 0 | 1657.47 | 0 | 136.45 | 36.45 | 0 | 1495.3399 | 4726.5755 | 100 | 6221.9154 | 6221.98 | -0.064551
899 | 100 | 0 | 556.18 | 0 | 0 | 0 | 0 | 0 | 0 | 0 | 0 | 1657.47 | 0 | 171.69 | 71.69 | 0 | 1495.3399 | 4726.5755 | 100 | 6221.9154 | 6221.98 | -0.064551
900 | 100 | 0 | 562.32 | 0 | 0 | 0 | 0 | 0 | 0 | 0 | 0 | 1657.47 | 0 | 191.14 | 91.14 | 0 | 1495.3399 | 4726.5755 | 100 | 6221.9154 | 6221.98 | -0.064551
901 | 100 | 0 | 568.46 | 0 | 0 | 0 | 0 | 0 | 0 | 0 | 0 | 1657.47 | 0 | 195.38 | 95.38 | 0 | 1495.3399 | 4726.5755 | 100 | 6221.9154 | 6221.98 | -0.064551
902 | 100 | 0 | 574.59 | 0 | 0 | 0 | 0 | 0 | 0 | 0 | 0 | 1657.47 | 0 | 184.82 | 84.82 | 0 | 1495.3399 | 4726.5755 | 100 | 6221.9154 | 6221.98 | -0.064551
903 | 100 | 0 | 580.73 | 0 | 0 | 0 | 0 | 0 | 0 | 0 | 0 | 1657.47 | 0 | 158.76 | 58.76 | 0 | 1495.3399 | 4726.5755 | 100 | 6221.9154 | 6221.98 | -0.064551
904 | 100 | 0 | 586.87 | 0 | 0 | 0 | 0 | 0 | 0 | 0 | 0 | 1657.47 | 0 | 118.2 | 18.2 | 0 | 1495.3399 | 4726.5755 | 100 | 6221.9154 | 6221.98 | -0.064551
905 | 100 | 0 | 593 | 0 | 0 | 0 | 0 | 0 | 0 | 0 | 0 | 1657.47 | 36.37 | 63.63 | 0 | 0 | 1495.3399 | 3007.52 | 63.63 | 4502.8599 | 4502.73 | 0.12993
906 | 79.8 | 0 | 586.74 | 0 | 0 | 0 | 0 | 0 | 0 | 0 | 0 | 1657.47 | 79.8 | 0 | 0 | 0 | 1495.3399 | 0 | 0 | 1495.3399 | 1495.4 | -0.060079
907 | 79.8 | 0 | 580.48 | 0 | 0 | 0 | 0 | 0 | 0 | 0 | 0 | 1657.47 | 79.8 | 0 | 0 | 0 | 1495.3399 | 0 | 0 | 1495.3399 | 1495.4 | -0.060079
908 | 79.8 | 0 | 574.22 | 0 | 0 | 0 | 0 | 0 | 0 | 0 | 0 | 1657.47 | 79.8 | 0 | 0 | 0 | 1495.3399 | 0 | 0 | 1495.3399 | 1495.4 | -0.060079
909 | 79.8 | 0 | 567.96 | 0 | 0 | 0 | 0 | 0 | 0 | 0 | 0 | 1657.47 | 79.8 | 0 | 0 | 0 | 1495.3399 | 0 | 0 | 1495.3399 | 1495.4 | -0.060079
910 | 79.8 | 0 | 561.7 | 0 | 0 | 0 | 0 | 0 | 0 | 0 | 0 | 1657.47 | 79.8 | 0 | 0 | 0 | 1495.3399 | 0 | 0 | 1495.3399 | 1495.4 | -0.060079
911 | 79.8 | 0 | 555.44 | 0 | 0 | 0 | 0 | 0 | 0 | 0 | 0 | 1657.47 | 79.8 | 0 | 0 | 0 | 1495.3399 | 0 | 0 | 1495.3399 | 1495.4 | -0.060079
912 | 79.8 | 0 | 549.18 | 0 | 0 | 0 | 0 | 0 | 0 | 0 | 0 | 1657.47 | 79.8 | 0 | 0 | 0 | 1495.3399 | 0 | 0 | 1495.3399 | 1495.4 | -0.060079
913 | 79.8 | 0 | 542.92 | 0 | 0 | 0 | 0 | 0 | 0 | 0 | 0 | 1657.47 | 79.8 | 0 | 0 | 0 | 1495.3399 | 0 | 0 | 1495.3399 | 1495.4 | -0.060079
914 | 79.8 | 0 | 536.66 | 0 | 0 | 0 | 0 | 0 | 0 | 0 | 0 | 1657.47 | 79.8 | 0 | 0 | 0 | 1495.3399 | 0 | 0 | 1495.3399 | 1495.4 | -0.060079
915 | 79.8 | 0 | 530.4 | 0 | 0 | 0 | 0 | 0 | 0 | 0 | 0 | 1657.47 | 79.8 | 0 | 0 | 0 | 1495.3399 | 0 | 0 | 1495.3399 | 1495.4 | -0.060079
916 | 79.8 | 0 | 524.14 | 0 | 0 | 0 | 0 | 0 | 0 | 0 | 0 | 1657.47 | 79.8 | 0 | 0 | 0 | 1495.3399 | 0 | 0 | 1495.3399 | 1495.4 | -0.060079
917 | 79.8 | 0 | 517.88 | 0 | 0 | 0 | 0 | 0 | 0 | 0 | 0 | 1657.47 | 79.8 | 0 | 0 | 0 | 1495.3399 | 0 | 0 | 1495.3399 | 1495.4 | -0.060079
918 | 79.8 | 0 | 511.62 | 0 | 0 | 0 | 0 | 0 | 0 | 0 | 0 | 1657.47 | 79.8 | 0 | 0 | 0 | 1495.3399 | 0 | 0 | 1495.3399 | 1495.4 | -0.060079
919 | 79.8 | 0 | 505.36 | 0 | 0 | 0 | 0 | 0 | 0 | 0 | 0 | 1657.47 | 79.8 | 0 | 0 | 0 | 1495.3399 | 0 | 0 | 1495.3399 | 1495.4 | -0.060079
920 | 97.85 | 0 | 510.17 | 0 | 0 | 0 | 0 | 0 | 0 | 0 | 0 | 1657.47 | 79.8 | 18.05 | 0 | 0 | 1495.3399 | 853.1469 | 18.05 | 2348.4868 | 2348.6 | -0.1132
921 | 100 | 0 | 516.31 | 0 | 0 | 0 | 0 | 0 | 0 | 0 | 0 | 1657.47 | 19.08 | 80.92 | 0 | 0 | 1495.3399 | 3824.7449 | 80.92 | 5320.0848 | 5320.15 | -0.065162
922 | 100 | 0 | 522.45 | 0 | 0 | 0 | 0 | 0 | 0 | 0 | 0 | 1657.47 | 0 | 135.02 | 35.02 | 0 | 1495.3399 | 4726.5755 | 100 | 6221.9154 | 6221.98 | -0.064551
923 | 100 | 0 | 528.58 | 0 | 0 | 0 | 0 | 0 | 0 | 0 | 0 | 1657.47 | 0 | 171.69 | 71.69 | 0 | 1495.3399 | 4726.5755 | 100 | 6221.9154 | 6221.98 | -0.064551
924 | 100 | 0 | 534.72 | 0 | 0 | 0 | 0 | 0 | 0 | 0 | 0 | 1657.47 | 0 | 192.08 | 92.08 | 0 | 1495.3399 | 4726.5755 | 100 | 6221.9154 | 6221.98 | -0.064551
925 | 100 | 0 | 540.85 | 0 | 0 | 0 | 0 | 0 | 0 | 0 | 0 | 1657.47 | 0 | 196.19 | 96.19 | 0 | 1495.3399 | 4726.5755 | 100 | 6221.9154 | 6221.98 | -0.064551
926 | 100 | 0 | 546.99 | 0 | 0 | 0 | 0 | 0 | 0 | 0 | 0 | 1657.47 | 0 | 185.28 | 85.28 | 0 | 1495.3399 | 4726.5755 | 100 | 6221.9154 | 6221.98 | -0.064551
927 | 100 | 0 | 553.13 | 0 | 0 | 0 | 0 | 0 | 0 | 0 | 0 | 1657.47 | 0 | 159.51 | 59.51 | 0 | 1495.3399 | 4726.5755 | 100 | 6221.9154 | 6221.98 | -0.064551
928 | 100 | 0 | 559.26 | 0 | 0 | 0 | 0 | 0 | 0 | 0 | 0 | 1657.47 | 0 | 118.88 | 18.88 | 0 | 1495.3399 | 4726.5755 | 100 | 6221.9154 | 6221.98 | -0.064551
929 | 100 | 0 | 565.4 | 0 | 0 | 0 | 0 | 0 | 0 | 0 | 0 | 1657.47 | 36.14 | 63.86 | 0 | 0 | 1495.3399 | 3018.3911 | 63.86 | 4513.7311 | 4513.79 | -0.058947
930 | 79.8 | 0 | 559.14 | 0 | 0 | 0 | 0 | 0 | 0 | 0 | 0 | 1657.47 | 79.8 | 0 | 0 | 0 | 1495.3399 | 0 | 0 | 1495.3399 | 1495.4 | -0.060079
931 | 79.8 | 0 | 552.88 | 0 | 0 | 0 | 0 | 0 | 0 | 0 | 0 | 1657.47 | 79.8 | 0 | 0 | 0 | 1495.3399 | 0 | 0 | 1495.3399 | 1495.4 | -0.060079
932 | 79.8 | 0 | 546.62 | 0 | 0 | 0 | 0 | 0 | 0 | 0 | 0 | 1657.47 | 79.8 | 0 | 0 | 0 | 1495.3399 | 0 | 0 | 1495.3399 | 1495.4 | -0.060079
933 | 79.8 | 0 | 540.36 | 0 | 0 | 0 | 0 | 0 | 0 | 0 | 0 | 1657.47 | 79.8 | 0 | 0 | 0 | 1495.3399 | 0 | 0 | 1495.3399 | 1495.4 | -0.060079
934 | 79.8 | 0 | 534.1 | 0 | 0 | 0 | 0 | 0 | 0 | 0 | 0 | 1657.47 | 79.8 | 0 | 0 | 0 | 1495.3399 | 0 | 0 | 1495.3399 | 1495.4 | -0.060079
935 | 79.8 | 0 | 527.84 | 0 | 0 | 0 | 0 | 0 | 0 | 0 | 0 | 1657.47 | 79.8 | 0 | 0 | 0 | 1495.3399 | 0 | 0 | 1495.3399 | 1495.4 | -0.060079
936 | 79.8 | 0 | 521.58 | 0 | 0 | 0 | 0 | 0 | 0 | 0 | 0 | 1657.47 | 79.8 | 0 | 0 | 0 | 1495.3399 | 0 | 0 | 1495.3399 | 1495.4 | -0.060079
937 | 79.8 | 0 | 515.32 | 0 | 0 | 0 | 0 | 0 | 0 | 0 | 0 | 1657.47 | 79.8 | 0 | 0 | 0 | 1495.3399 | 0 | 0 | 1495.3399 | 1495.4 | -0.060079
938 | 79.8 | 0 | 509.06 | 0 | 0 | 0 | 0 | 0 | 0 | 0 | 0 | 1657.47 | 79.8 | 0 | 0 | 0 | 1495.3399 | 0 | 0 | 1495.3399 | 1495.4 | -0.060079
939 | 79.8 | 0 | 502.8 | 0 | 0 | 0 | 0 | 0 | 0 | 0 | 0 | 1657.47 | 79.8 | 0 | 0 | 0 | 1495.3399 | 0 | 0 | 1495.3399 | 1495.4 | -0.060079
940 | 79.8 | 0 | 496.54 | 0 | 0 | 0 | 0 | 0 | 0 | 0 | 0 | 1657.47 | 79.8 | 0 | 0 | 0 | 1495.3399 | 0 | 0 | 1495.3399 | 1495.4 | -0.060079
941 | 79.8 | 0 | 490.28 | 0 | 0 | 0 | 0 | 0 | 0 | 0 | 0 | 1657.47 | 79.8 | 0 | 0 | 0 | 1495.3399 | 0 | 0 | 1495.3399 | 1495.4 | -0.060079
942 | 79.8 | 0 | 484.02 | 0 | 0 | 0 | 0 | 0 | 0 | 0 | 0 | 1657.47 | 79.8 | 0 | 0 | 0 | 1495.3399 | 0 | 0 | 1495.3399 | 1495.4 | -0.060079
943 | 79.8 | 0 | 477.75 | 0 | 0 | 0 | 0 | 0 | 0 | 0 | 0 | 1657.47 | 79.8 | 0 | 0 | 0 | 1495.3399 | 0 | 0 | 1495.3399 | 1495.4 | -0.060079
944 | 99.46 | 0 | 483.56 | 0 | 0 | 0 | 0 | 0 | 0 | 0 | 0 | 1657.47 | 79.8 | 19.66 | 0 | 0 | 1495.3399 | 929.2447 | 19.66 | 2424.5847 | 2424.53 | 0.054669
945 | 100 | 0 | 489.69 | 0 | 0 | 0 | 0 | 0 | 0 | 0 | 0 | 1657.47 | 17.66 | 82.34 | 0 | 0 | 1495.3399 | 3891.8623 | 82.34 | 5387.2022 | 5387.27 | -0.067789
946 | 100 | 0 | 495.83 | 0 | 0 | 0 | 0 | 0 | 0 | 0 | 0 | 1657.47 | 0 | 114.27 | 14.27 | 0 | 1495.3399 | 4726.5755 | 100 | 6221.9154 | 6221.98 | -0.064551
947 | 100 | 0 | 501.97 | 0 | 0 | 0 | 0 | 0 | 0 | 0 | 0 | 1657.47 | 0 | 124.21 | 24.21 | 0 | 1495.3399 | 4726.5755 | 100 | 6221.9154 | 6221.98 | -0.064551
948 | 100 | 0 | 508.1 | 0 | 0 | 0 | 0 | 0 | 0 | 0 | 0 | 1657.47 | 0 | 159.38 | 59.38 | 0 | 1495.3399 | 4726.5755 | 100 | 6221.9154 | 6221.98 | -0.064551
949 | 100 | 0 | 514.24 | 0 | 0 | 0 | 0 | 0 | 0 | 0 | 0 | 1657.47 | 0 | 152.92 | 52.92 | 0 | 1495.3399 | 4726.5755 | 100 | 6221.9154 | 6221.98 | -0.064551
950 | 100 | 0 | 520.37 | 0 | 0 | 0 | 0 | 0 | 0 | 0 | 0 | 1657.47 | 0 | 181.05 | 81.05 | 0 | 1495.3399 | 4726.5755 | 100 | 6221.9154 | 6221.98 | -0.064551
951 | 100 | 0 | 526.51 | 0 | 0 | 0 | 0 | 0 | 0 | 0 | 0 | 1657.47 | 0 | 128.06 | 28.06 | 0 | 1495.3399 | 4726.5755 | 100 | 6221.9154 | 6221.98 | -0.064551
952 | 100 | 0 | 532.65 | 0 | 0 | 0 | 0 | 0 | 0 | 0 | 0 | 1657.47 | 31.8 | 68.2 | 0 | 0 | 1495.3399 | 3223.5245 | 68.2 | 4718.8644 | 4719.12 | -0.25557
953 | 100 | 0 | 538.78 | 0 | 0 | 0 | 0 | 0 | 0 | 0 | 0 | 1657.47 | 65.6 | 34.4 | 0 | 0 | 1495.3399 | 1625.942 | 34.4 | 3121.2819 | 3121.44 | -0.1581
954 | 79.8 | 0 | 532.52 | 0 | 0 | 0 | 0 | 0 | 0 | 0 | 0 | 1657.47 | 79.8 | 0 | 0 | 0 | 1495.3399 | 0 | 0 | 1495.3399 | 1495.4 | -0.060079
955 | 79.8 | 0 | 526.26 | 0 | 0 | 0 | 0 | 0 | 0 | 0 | 0 | 1657.47 | 79.8 | 0 | 0 | 0 | 1495.3399 | 0 | 0 | 1495.3399 | 1495.4 | -0.060079
956 | 79.8 | 0 | 520 | 0 | 0 | 0 | 0 | 0 | 0 | 0 | 0 | 1657.47 | 79.8 | 0 | 0 | 0 | 1495.3399 | 0 | 0 | 1495.3399 | 1495.4 | -0.060079
957 | 79.8 | 0 | 513.74 | 0 | 0 | 0 | 0 | 0 | 0 | 0 | 0 | 1657.47 | 79.8 | 0 | 0 | 0 | 1495.3399 | 0 | 0 | 1495.3399 | 1495.4 | -0.060079
958 | 79.8 | 0 | 507.48 | 0 | 0 | 0 | 0 | 0 | 0 | 0 | 0 | 1657.47 | 79.8 | 0 | 0 | 0 | 1495.3399 | 0 | 0 | 1495.3399 | 1495.4 | -0.060079
959 | 79.8 | 0 | 501.22 | 0 | 0 | 0 | 0 | 0 | 0 | 0 | 0 | 1657.47 | 79.8 | 0 | 0 | 0 | 1495.3399 | 0 | 0 | 1495.3399 | 1495.4 | -0.060079
960 | 79.8 | 0 | 494.96 | 0 | 0 | 0 | 0 | 0 | 0 | 0 | 0 | 1657.47 | 79.8 | 0 | 0 | 0 | 1495.3399 | 0 | 0 | 1495.3399 | 1495.4 | -0.060079
961 | 79.8 | 0 | 488.7 | 0 | 0 | 0 | 0 | 0 | 0 | 0 | 0 | 1657.47 | 79.8 | 0 | 0 | 0 | 1495.3399 | 0 | 0 | 1495.3399 | 1495.4 | -0.060079
962 | 79.8 | 0 | 482.44 | 0 | 0 | 0 | 0 | 0 | 0 | 0 | 0 | 1657.47 | 79.8 | 0 | 0 | 0 | 1495.3399 | 0 | 0 | 1495.3399 | 1495.4 | -0.060079
963 | 79.8 | 0 | 476.18 | 0 | 0 | 0 | 0 | 0 | 0 | 0 | 0 | 1657.47 | 79.8 | 0 | 0 | 0 | 1495.3399 | 0 | 0 | 1495.3399 | 1495.4 | -0.060079
964 | 79.8 | 0 | 469.92 | 0 | 0 | 0 | 0 | 0 | 0 | 0 | 0 | 1657.47 | 79.8 | 0 | 0 | 0 | 1495.3399 | 0 | 0 | 1495.3399 | 1495.4 | -0.060079
965 | 79.8 | 0 | 463.66 | 0 | 0 | 0 | 0 | 0 | 0 | 0 | 0 | 1657.47 | 79.8 | 0 | 0 | 0 | 1495.3399 | 0 | 0 | 1495.3399 | 1495.4 | -0.060079
966 | 79.8 | 0 | 457.4 | 0 | 0 | 0 | 0 | 0 | 0 | 0 | 0 | 1657.47 | 79.8 | 0 | 0 | 0 | 1495.3399 | 0 | 0 | 1495.3399 | 1495.4 | -0.060079
967 | 79.8 | 0 | 451.14 | 0 | 0 | 0 | 0 | 0 | 0 | 0 | 0 | 1657.47 | 79.8 | 0 | 0 | 0 | 1495.3399 | 0 | 0 | 1495.3399 | 1495.4 | -0.060079
968 | 87.17 | 0 | 449.4 | 0 | 0 | 0 | 0 | 0 | 0 | 0 | 0 | 1657.47 | 79.8 | 7.37 | 0 | 0 | 1495.3399 | 348.3486 | 7.37 | 1843.6885 | 1843.84 | -0.15146
969 | 100 | 0 | 455.54 | 0 | 0 | 0 | 0 | 0 | 0 | 0 | 0 | 1657.47 | 57.86 | 42.14 | 0 | 0 | 1495.3399 | 1991.7789 | 42.14 | 3487.1188 | 3486.99 | 0.12885
970 | 100 | 0 | 461.67 | 0 | 0 | 0 | 0 | 0 | 0 | 0 | 0 | 1657.47 | 31.14 | 68.86 | 0 | 0 | 1495.3399 | 3254.7199 | 68.86 | 4750.0598 | 4749.93 | 0.12983
971 | 100 | 0 | 467.81 | 0 | 0 | 0 | 0 | 0 | 0 | 0 | 0 | 1657.47 | 11.05 | 88.95 | 0 | 0 | 1495.3399 | 4204.2889 | 88.95 | 5699.6289 | 5699.88 | -0.25115
972 | 100 | 0 | 473.95 | 0 | 0 | 0 | 0 | 0 | 0 | 0 | 0 | 1657.47 | 0 | 148.56 | 48.56 | 0 | 1495.3399 | 4726.5755 | 100 | 6221.9154 | 6221.98 | -0.064551
973 | 100 | 0 | 480.08 | 0 | 0 | 0 | 0 | 0 | 0 | 0 | 0 | 1657.47 | 0 | 150.16 | 50.16 | 0 | 1495.3399 | 4726.5755 | 100 | 6221.9154 | 6221.98 | -0.064551
974 | 100 | 0 | 486.22 | 0 | 0 | 0 | 0 | 0 | 0 | 0 | 0 | 1657.47 | 0 | 148.88 | 48.88 | 0 | 1495.3399 | 4726.5755 | 100 | 6221.9154 | 6221.98 | -0.064551
975 | 100 | 0 | 492.36 | 0 | 0 | 0 | 0 | 0 | 0 | 0 | 0 | 1657.47 | 0 | 136.75 | 36.75 | 0 | 1495.3399 | 4726.5755 | 100 | 6221.9154 | 6221.98 | -0.064551
976 | 100 | 0 | 498.49 | 0 | 0 | 0 | 0 | 0 | 0 | 0 | 0 | 1657.47 | 55.31 | 44.69 | 0 | 0 | 1495.3399 | 2112.3066 | 44.69 | 3607.6465 | 3607.8 | -0.15348
977 | 100 | 0 | 504.63 | 0 | 0 | 0 | 0 | 0 | 0 | 0 | 0 | 1657.47 | 78.21 | 21.79 | 0 | 0 | 1495.3399 | 1029.9208 | 21.79 | 2525.2607 | 2525.51 | -0.24927
978 | 79.89 | 0 | 498.43 | 0 | 0 | 0 | 0 | 0 | 0 | 0 | 0 | 1657.47 | 79.8 | 0.1 | 0 | 0 | 1495.3399 | 4.7266 | 0.1 | 1500.0665 | 1499.9 | 0.1665
979 | 79.8 | 0 | 492.17 | 0 | 0 | 0 | 0 | 0 | 0 | 0 | 0 | 1657.47 | 79.8 | 0 | 0 | 0 | 1495.3399 | 0 | 0 | 1495.3399 | 1495.4 | -0.060079
980 | 79.8 | 0 | 485.91 | 0 | 0 | 0 | 0 | 0 | 0 | 0 | 0 | 1657.47 | 79.8 | 0 | 0 | 0 | 1495.3399 | 0 | 0 | 1495.3399 | 1495.4 | -0.060079
981 | 79.8 | 0 | 479.65 | 0 | 0 | 0 | 0 | 0 | 0 | 0 | 0 | 1657.47 | 79.8 | 0 | 0 | 0 | 1495.3399 | 0 | 0 | 1495.3399 | 1495.4 | -0.060079
982 | 79.8 | 0 | 473.38 | 0 | 0 | 0 | 0 | 0 | 0 | 0 | 0 | 1657.47 | 79.8 | 0 | 0 | 0 | 1495.3399 | 0 | 0 | 1495.3399 | 1495.4 | -0.060079
983 | 79.8 | 0 | 467.12 | 0 | 0 | 0 | 0 | 0 | 0 | 0 | 0 | 1657.47 | 79.8 | 0 | 0 | 0 | 1495.3399 | 0 | 0 | 1495.3399 | 1495.4 | -0.060079
984 | 79.8 | 0 | 460.86 | 0 | 0 | 0 | 0 | 0 | 0 | 0 | 0 | 1657.47 | 79.8 | 0 | 0 | 0 | 1495.3399 | 0 | 0 | 1495.3399 | 1495.4 | -0.060079
985 | 79.8 | 0 | 454.6 | 0 | 0 | 0 | 0 | 0 | 0 | 0 | 0 | 1657.47 | 79.8 | 0 | 0 | 0 | 1495.3399 | 0 | 0 | 1495.3399 | 1495.4 | -0.060079
986 | 79.8 | 0 | 448.34 | 0 | 0 | 0 | 0 | 0 | 0 | 0 | 0 | 1657.47 | 79.8 | 0 | 0 | 0 | 1495.3399 | 0 | 0 | 1495.3399 | 1495.4 | -0.060079
987 | 79.8 | 0 | 442.08 | 0 | 0 | 0 | 0 | 0 | 0 | 0 | 0 | 1657.47 | 79.8 | 0 | 0 | 0 | 1495.3399 | 0 | 0 | 1495.3399 | 1495.4 | -0.060079
988 | 79.8 | 0 | 435.82 | 0 | 0 | 0 | 0 | 0 | 0 | 0 | 0 | 1657.47 | 79.8 | 0 | 0 | 0 | 1495.3399 | 0 | 0 | 1495.3399 | 1495.4 | -0.060079
989 | 79.8 | 0 | 429.56 | 0 | 0 | 0 | 0 | 0 | 0 | 0 | 0 | 1657.47 | 79.8 | 0 | 0 | 0 | 1495.3399 | 0 | 0 | 1495.3399 | 1495.4 | -0.060079
990 | 79.8 | 0 | 423.3 | 0 | 0 | 0 | 0 | 0 | 0 | 0 | 0 | 1657.47 | 79.8 | 0 | 0 | 0 | 1495.3399 | 0 | 0 | 1495.3399 | 1495.4 | -0.060079
991 | 79.8 | 0 | 417.04 | 0 | 0 | 0 | 0 | 0 | 0 | 0 | 0 | 1657.47 | 79.8 | 0 | 0 | 0 | 1495.3399 | 0 | 0 | 1495.3399 | 1495.4 | -0.060079
992 | 88.94 | 0 | 416.39 | 0 | 0 | 0 | 0 | 0 | 0 | 0 | 0 | 1657.47 | 79.8 | 9.14 | 0 | 0 | 1495.3399 | 432.009 | 9.14 | 1927.3489 | 1927.41 | -0.061076
993 | 100 | 0 | 422.53 | 0 | 0 | 0 | 0 | 0 | 0 | 0 | 0 | 1657.47 | 56.52 | 43.48 | 0 | 0 | 1495.3399 | 2055.115 | 43.48 | 3550.455 | 3550.71 | -0.25504
994 | 100 | 0 | 428.66 | 0 | 0 | 0 | 0 | 0 | 0 | 0 | 0 | 1657.47 | 28.76 | 71.24 | 0 | 0 | 1495.3399 | 3367.2124 | 71.24 | 4862.5523 | 4862.71 | -0.15767
995 | 100 | 0 | 434.8 | 0 | 0 | 0 | 0 | 0 | 0 | 0 | 0 | 1657.47 | 0 | 142.97 | 42.97 | 0 | 1495.3399 | 4726.5755 | 100 | 6221.9154 | 6221.98 | -0.064551
996 | 100 | 0 | 440.94 | 0 | 0 | 0 | 0 | 0 | 0 | 0 | 0 | 1657.47 | 0 | 159.69 | 59.69 | 0 | 1495.3399 | 4726.5755 | 100 | 6221.9154 | 6221.98 | -0.064551
997 | 100 | 0 | 447.07 | 0 | 0 | 0 | 0 | 0 | 0 | 0 | 0 | 1657.47 | 0 | 132.54 | 32.54 | 0 | 1495.3399 | 4726.5755 | 100 | 6221.9154 | 6221.98 | -0.064551
998 | 100 | 0 | 453.21 | 0 | 0 | 0 | 0 | 0 | 0 | 0 | 0 | 1657.47 | 0 | 123.06 | 23.06 | 0 | 1495.3399 | 4726.5755 | 100 | 6221.9154 | 6221.98 | -0.064551
999 | 100 | 0 | 459.34 | 0 | 0 | 0 | 0 | 0 | 0 | 0 | 0 | 1657.47 | 0 | 106.51 | 6.51 | 0 | 1495.3399 | 4726.5755 | 100 | 6221.9154 | 6221.98 | -0.064551
1000 | 100 | 0 | 465.48 | 0 | 0 | 0 | 0 | 0 | 0 | 0 | 0 | 1657.47 | 9.73 | 90.27 | 0 | 0 | 1495.3399 | 4266.6797 | 90.27 | 5762.0197 | 5762.18 | -0.16035
1001 | 100 | 0 | 471.62 | 0 | 0 | 0 | 0 | 0 | 0 | 0 | 0 | 1657.47 | 57.5 | 42.5 | 0 | 0 | 1495.3399 | 2008.7946 | 42.5 | 3504.1345 | 3504.1 | 0.03452
1002 | 80.3 | 0 | 465.66 | 0 | 0 | 0 | 0 | 0 | 0 | 0 | 0 | 1657.47 | 79.8 | 0.5 | 0 | 0 | 1495.3399 | 23.6329 | 0.5 | 1518.9728 | 1518.93 | 0.042798
1003 | 79.8 | 0 | 459.4 | 0 | 0 | 0 | 0 | 0 | 0 | 0 | 0 | 1657.47 | 79.8 | 0 | 0 | 0 | 1495.3399 | 0 | 0 | 1495.3399 | 1495.4 | -0.060079
1004 | 79.8 | 0 | 453.14 | 0 | 0 | 0 | 0 | 0 | 0 | 0 | 0 | 1657.47 | 79.8 | 0 | 0 | 0 | 1495.3399 | 0 | 0 | 1495.3399 | 1495.4 | -0.060079
1005 | 79.8 | 0 | 446.88 | 0 | 0 | 0 | 0 | 0 | 0 | 0 | 0 | 1657.47 | 79.8 | 0 | 0 | 0 | 1495.3399 | 0 | 0 | 1495.3399 | 1495.4 | -0.060079
1006 | 79.8 | 0 | 440.62 | 0 | 0 | 0 | 0 | 0 | 0 | 0 | 0 | 1657.47 | 79.8 | 0 | 0 | 0 | 1495.3399 | 0 | 0 | 1495.3399 | 1495.4 | -0.060079
1007 | 79.8 | 0 | 434.36 | 0 | 0 | 0 | 0 | 0 | 0 | 0 | 0 | 1657.47 | 79.8 | 0 | 0 | 0 | 1495.3399 | 0 | 0 | 1495.3399 | 1495.4 | -0.060079
1008 | 79.8 | 0 | 428.1 | 0 | 0 | 0 | 0 | 0 | 0 | 0 | 0 | 1657.47 | 79.8 | 0 | 0 | 0 | 1495.3399 | 0 | 0 | 1495.3399 | 1495.4 | -0.060079
1009 | 79.8 | 0 | 421.84 | 0 | 0 | 0 | 0 | 0 | 0 | 0 | 0 | 1657.47 | 79.8 | 0 | 0 | 0 | 1495.3399 | 0 | 0 | 1495.3399 | 1495.4 | -0.060079
1010 | 79.8 | 0 | 415.58 | 0 | 0 | 0 | 0 | 0 | 0 | 0 | 0 | 1657.47 | 79.8 | 0 | 0 | 0 | 1495.3399 | 0 | 0 | 1495.3399 | 1495.4 | -0.060079
1011 | 79.8 | 0 | 409.32 | 0 | 0 | 0 | 0 | 0 | 0 | 0 | 0 | 1657.47 | 79.8 | 0 | 0 | 0 | 1495.3399 | 0 | 0 | 1495.3399 | 1495.4 | -0.060079
1012 | 79.8 | 0 | 403.06 | 0 | 0 | 0 | 0 | 0 | 0 | 0 | 0 | 1657.47 | 79.8 | 0 | 0 | 0 | 1495.3399 | 0 | 0 | 1495.3399 | 1495.4 | -0.060079
1013 | 79.8 | 0 | 396.8 | 0 | 0 | 0 | 0 | 0 | 0 | 0 | 0 | 1657.47 | 79.8 | 0 | 0 | 0 | 1495.3399 | 0 | 0 | 1495.3399 | 1495.4 | -0.060079
1014 | 79.8 | 0 | 390.54 | 0 | 0 | 0 | 0 | 0 | 0 | 0 | 0 | 1657.47 | 79.8 | 0 | 0 | 0 | 1495.3399 | 0 | 0 | 1495.3399 | 1495.4 | -0.060079
1015 | 79.8 | 0 | 384.28 | 0 | 0 | 0 | 0 | 0 | 0 | 0 | 0 | 1657.47 | 79.8 | 0 | 0 | 0 | 1495.3399 | 0 | 0 | 1495.3399 | 1495.4 | -0.060079
1016 | 96.91 | 0 | 388.52 | 0 | 0 | 0 | 0 | 0 | 0 | 0 | 0 | 1657.47 | 79.8 | 17.11 | 0 | 0 | 1495.3399 | 808.7171 | 17.11 | 2304.057 | 2304.19 | -0.13301
1017 | 100 | 0 | 394.65 | 0 | 0 | 0 | 0 | 0 | 0 | 0 | 0 | 1657.47 | 25.13 | 74.87 | 0 | 0 | 1495.3399 | 3538.7871 | 74.87 | 5034.127 | 5034 | 0.12702
1018 | 100 | 0 | 400.79 | 0 | 0 | 0 | 0 | 0 | 0 | 0 | 0 | 1657.47 | 0 | 111.66 | 11.66 | 0 | 1495.3399 | 4726.5755 | 100 | 6221.9154 | 6221.98 | -0.064551
1019 | 100 | 0 | 406.93 | 0 | 0 | 0 | 0 | 0 | 0 | 0 | 0 | 1657.47 | 0 | 161.64 | 61.64 | 0 | 1495.3399 | 4726.5755 | 100 | 6221.9154 | 6221.98 | -0.064551
1020 | 100 | 0 | 413.06 | 0 | 0 | 0 | 0 | 0 | 0 | 0 | 0 | 1657.47 | 0 | 181.01 | 81.01 | 0 | 1495.3399 | 4726.5755 | 100 | 6221.9154 | 6221.98 | -0.064551
1021 | 100 | 0 | 419.2 | 0 | 0 | 0 | 0 | 0 | 0 | 0 | 0 | 1657.47 | 0 | 159.93 | 59.93 | 0 | 1495.3399 | 4726.5755 | 100 | 6221.9154 | 6221.98 | -0.064551
1022 | 100 | 0 | 425.33 | 0 | 0 | 0 | 0 | 0 | 0 | 0 | 0 | 1657.47 | 0 | 135.4 | 35.4 | 0 | 1495.3399 | 4726.5755 | 100 | 6221.9154 | 6221.98 | -0.064551
1023 | 100 | 0 | 431.47 | 0 | 0 | 0 | 0 | 0 | 0 | 0 | 0 | 1657.47 | 0 | 115.79 | 15.79 | 0 | 1495.3399 | 4726.5755 | 100 | 6221.9154 | 6221.98 | -0.064551
1024 | 100 | 0 | 437.61 | 0 | 0 | 0 | 0 | 0 | 0 | 0 | 0 | 1657.47 | 32.32 | 67.68 | 0 | 0 | 1495.3399 | 3198.9463 | 67.68 | 4694.2862 | 4694.54 | -0.25376
1025 | 100 | 0 | 443.74 | 0 | 0 | 0 | 0 | 0 | 0 | 0 | 0 | 1657.47 | 67.73 | 32.27 | 0 | 0 | 1495.3399 | 1525.2659 | 32.27 | 3020.6058 | 3020.67 | -0.064156
1026 | 80.52 | 0 | 437.92 | 0 | 0 | 0 | 0 | 0 | 0 | 0 | 0 | 1657.47 | 79.8 | 0.72 | 0 | 0 | 1495.3399 | 34.0313 | 0.72 | 1529.3713 | 1529.25 | 0.12126
1027 | 79.8 | 0 | 431.66 | 0 | 0 | 0 | 0 | 0 | 0 | 0 | 0 | 1657.47 | 79.8 | 0 | 0 | 0 | 1495.3399 | 0 | 0 | 1495.3399 | 1495.4 | -0.060079
1028 | 79.8 | 0 | 425.4 | 0 | 0 | 0 | 0 | 0 | 0 | 0 | 0 | 1657.47 | 79.8 | 0 | 0 | 0 | 1495.3399 | 0 | 0 | 1495.3399 | 1495.4 | -0.060079
1029 | 79.8 | 0 | 419.14 | 0 | 0 | 0 | 0 | 0 | 0 | 0 | 0 | 1657.47 | 79.8 | 0 | 0 | 0 | 1495.3399 | 0 | 0 | 1495.3399 | 1495.4 | -0.060079
1030 | 79.8 | 0 | 412.88 | 0 | 0 | 0 | 0 | 0 | 0 | 0 | 0 | 1657.47 | 79.8 | 0 | 0 | 0 | 1495.3399 | 0 | 0 | 1495.3399 | 1495.4 | -0.060079
1031 | 79.8 | 0 | 406.62 | 0 | 0 | 0 | 0 | 0 | 0 | 0 | 0 | 1657.47 | 79.8 | 0 | 0 | 0 | 1495.3399 | 0 | 0 | 1495.3399 | 1495.4 | -0.060079
1032 | 79.8 | 0 | 400.36 | 0 | 0 | 0 | 0 | 0 | 0 | 0 | 0 | 1657.47 | 79.8 | 0 | 0 | 0 | 1495.3399 | 0 | 0 | 1495.3399 | 1495.4 | -0.060079
1033 | 79.8 | 0 | 394.1 | 0 | 0 | 0 | 0 | 0 | 0 | 0 | 0 | 1657.47 | 79.8 | 0 | 0 | 0 | 1495.3399 | 0 | 0 | 1495.3399 | 1495.4 | -0.060079
1034 | 79.8 | 0 | 387.84 | 0 | 0 | 0 | 0 | 0 | 0 | 0 | 0 | 1657.47 | 79.8 | 0 | 0 | 0 | 1495.3399 | 0 | 0 | 1495.3399 | 1495.4 | -0.060079
1035 | 79.8 | 0 | 381.58 | 0 | 0 | 0 | 0 | 0 | 0 | 0 | 0 | 1657.47 | 79.8 | 0 | 0 | 0 | 1495.3399 | 0 | 0 | 1495.3399 | 1495.4 | -0.060079
1036 | 79.8 | 0 | 375.32 | 0 | 0 | 0 | 0 | 0 | 0 | 0 | 0 | 1657.47 | 79.8 | 0 | 0 | 0 | 1495.3399 | 0 | 0 | 1495.3399 | 1495.4 | -0.060079
1037 | 79.8 | 0 | 369.06 | 0 | 0 | 0 | 0 | 0 | 0 | 0 | 0 | 1657.47 | 79.8 | 0 | 0 | 0 | 1495.3399 | 0 | 0 | 1495.3399 | 1495.4 | -0.060079
1038 | 79.8 | 0 | 362.8 | 0 | 0 | 0 | 0 | 0 | 0 | 0 | 0 | 1657.47 | 79.8 | 0 | 0 | 0 | 1495.3399 | 0 | 0 | 1495.3399 | 1495.4 | -0.060079
1039 | 79.8 | 0 | 356.54 | 0 | 0 | 0 | 0 | 0 | 0 | 0 | 0 | 1657.47 | 79.8 | 0 | 0 | 0 | 1495.3399 | 0 | 0 | 1495.3399 | 1495.4 | -0.060079
1040 | 100 | 0 | 362.67 | 0 | 0 | 0 | 0 | 0 | 0 | 0 | 0 | 1657.47 | 77.27 | 22.73 | 0 | 0 | 1495.3399 | 1074.3506 | 22.73 | 2569.6905 | 2569.66 | 0.030538
1041 | 100 | 0 | 368.81 | 0 | 0 | 0 | 0 | 0 | 0 | 0 | 0 | 1657.47 | 14.59 | 85.41 | 0 | 0 | 1495.3399 | 4036.9682 | 85.41 | 5532.3081 | 5532.56 | -0.25192
1042 | 100 | 0 | 374.95 | 0 | 0 | 0 | 0 | 0 | 0 | 0 | 0 | 1657.47 | 0 | 138.27 | 38.27 | 0 | 1495.3399 | 4726.5755 | 100 | 6221.9154 | 6221.98 | -0.064551
1043 | 100 | 0 | 381.08 | 0 | 0 | 0 | 0 | 0 | 0 | 0 | 0 | 1657.47 | 0 | 174.38 | 74.38 | 0 | 1495.3399 | 4726.5755 | 100 | 6221.9154 | 6221.98 | -0.064551
1044 | 100 | 0 | 387.22 | 0 | 0 | 0 | 0 | 0 | 0 | 0 | 0 | 1657.47 | 0 | 195.05 | 95.05 | 0 | 1495.3399 | 4726.5755 | 100 | 6221.9154 | 6221.98 | -0.064551
1045 | 100 | 0 | 393.36 | 0 | 0 | 0 | 0 | 0 | 0 | 0 | 0 | 1657.47 | 0 | 199.65 | 99.65 | 0 | 1495.3399 | 4726.5755 | 100 | 6221.9154 | 6221.98 | -0.064551
1046 | 100 | 0 | 399.49 | 0 | 0 | 0 | 0 | 0 | 0 | 0 | 0 | 1657.47 | 0 | 188.01 | 88.01 | 0 | 1495.3399 | 4726.5755 | 100 | 6221.9154 | 6221.98 | -0.064551
1047 | 100 | 0 | 405.63 | 0 | 0 | 0 | 0 | 0 | 0 | 0 | 0 | 1657.47 | 0 | 161.03 | 61.03 | 0 | 1495.3399 | 4726.5755 | 100 | 6221.9154 | 6221.98 | -0.064551
1048 | 100 | 0 | 411.76 | 0 | 0 | 0 | 0 | 0 | 0 | 0 | 0 | 1657.47 | 0 | 120.54 | 20.54 | 0 | 1495.3399 | 4726.5755 | 100 | 6221.9154 | 6221.98 | -0.064551
1049 | 100 | 0 | 417.9 | 0 | 0 | 0 | 0 | 0 | 0 | 0 | 0 | 1657.47 | 34.03 | 65.97 | 0 | 0 | 1495.3399 | 3118.1219 | 65.97 | 4613.4618 | 4613.43 | 0.031797
1050 | 82.26 | 0 | 413.15 | 0 | 0 | 0 | 0 | 0 | 0 | 0 | 0 | 1657.47 | 79.8 | 2.46 | 0 | 0 | 1495.3399 | 116.2738 | 2.46 | 1611.6137 | 1611.49 | 0.12368
1051 | 79.8 | 0 | 406.89 | 0 | 0 | 0 | 0 | 0 | 0 | 0 | 0 | 1657.47 | 79.8 | 0 | 0 | 0 | 1495.3399 | 0 | 0 | 1495.3399 | 1495.4 | -0.060079
1052 | 79.8 | 0 | 400.63 | 0 | 0 | 0 | 0 | 0 | 0 | 0 | 0 | 1657.47 | 79.8 | 0 | 0 | 0 | 1495.3399 | 0 | 0 | 1495.3399 | 1495.4 | -0.060079
1053 | 79.8 | 0 | 394.37 | 0 | 0 | 0 | 0 | 0 | 0 | 0 | 0 | 1657.47 | 79.8 | 0 | 0 | 0 | 1495.3399 | 0 | 0 | 1495.3399 | 1495.4 | -0.060079
1054 | 79.8 | 0 | 388.11 | 0 | 0 | 0 | 0 | 0 | 0 | 0 | 0 | 1657.47 | 79.8 | 0 | 0 | 0 | 1495.3399 | 0 | 0 | 1495.3399 | 1495.4 | -0.060079
1055 | 79.8 | 0 | 381.85 | 0 | 0 | 0 | 0 | 0 | 0 | 0 | 0 | 1657.47 | 79.8 | 0 | 0 | 0 | 1495.3399 | 0 | 0 | 1495.3399 | 1495.4 | -0.060079
1056 | 79.8 | 0 | 375.59 | 0 | 0 | 0 | 0 | 0 | 0 | 0 | 0 | 1657.47 | 79.8 | 0 | 0 | 0 | 1495.3399 | 0 | 0 | 1495.3399 | 1495.4 | -0.060079
1057 | 79.8 | 0 | 369.32 | 0 | 0 | 0 | 0 | 0 | 0 | 0 | 0 | 1657.47 | 79.8 | 0 | 0 | 0 | 1495.3399 | 0 | 0 | 1495.3399 | 1495.4 | -0.060079
1058 | 79.8 | 0 | 363.06 | 0 | 0 | 0 | 0 | 0 | 0 | 0 | 0 | 1657.47 | 79.8 | 0 | 0 | 0 | 1495.3399 | 0 | 0 | 1495.3399 | 1495.4 | -0.060079
1059 | 79.8 | 0 | 356.8 | 0 | 0 | 0 | 0 | 0 | 0 | 0 | 0 | 1657.47 | 79.8 | 0 | 0 | 0 | 1495.3399 | 0 | 0 | 1495.3399 | 1495.4 | -0.060079
1060 | 79.8 | 0 | 350.54 | 0 | 0 | 0 | 0 | 0 | 0 | 0 | 0 | 1657.47 | 79.8 | 0 | 0 | 0 | 1495.3399 | 0 | 0 | 1495.3399 | 1495.4 | -0.060079
1061 | 79.8 | 0 | 344.28 | 0 | 0 | 0 | 0 | 0 | 0 | 0 | 0 | 1657.47 | 79.8 | 0 | 0 | 0 | 1495.3399 | 0 | 0 | 1495.3399 | 1495.4 | -0.060079
1062 | 79.8 | 0 | 338.02 | 0 | 0 | 0 | 0 | 0 | 0 | 0 | 0 | 1657.47 | 79.8 | 0 | 0 | 0 | 1495.3399 | 0 | 0 | 1495.3399 | 1495.4 | -0.060079
1063 | 79.8 | 0 | 331.76 | 0 | 0 | 0 | 0 | 0 | 0 | 0 | 0 | 1657.47 | 79.8 | 0 | 0 | 0 | 1495.3399 | 0 | 0 | 1495.3399 | 1495.4 | -0.060079
1064 | 100 | 0 | 337.9 | 0 | 0 | 0 | 0 | 0 | 0 | 0 | 0 | 1657.47 | 76.33 | 23.67 | 0 | 0 | 1495.3399 | 1118.7804 | 23.67 | 2614.1203 | 2614.09 | 0.030348
1065 | 100 | 0 | 344.03 | 0 | 0 | 0 | 0 | 0 | 0 | 0 | 0 | 1657.47 | 20.43 | 79.57 | 0 | 0 | 1495.3399 | 3760.9361 | 79.57 | 5256.2761 | 5256.53 | -0.25393
1066 | 100 | 0 | 350.17 | 0 | 0 | 0 | 0 | 0 | 0 | 0 | 0 | 1657.47 | 0 | 135.54 | 35.54 | 0 | 1495.3399 | 4726.5755 | 100 | 6221.9154 | 6221.98 | -0.064551
1067 | 100 | 0 | 356.31 | 0 | 0 | 0 | 0 | 0 | 0 | 0 | 0 | 1657.47 | 0 | 131.96 | 31.96 | 0 | 1495.3399 | 4726.5755 | 100 | 6221.9154 | 6221.98 | -0.064551
1068 | 100 | 0 | 362.44 | 0 | 0 | 0 | 0 | 0 | 0 | 0 | 0 | 1657.47 | 0 | 132.42 | 32.42 | 0 | 1495.3399 | 4726.5755 | 100 | 6221.9154 | 6221.98 | -0.064551
1069 | 100 | 0 | 368.58 | 0 | 0 | 0 | 0 | 0 | 0 | 0 | 0 | 1657.47 | 0 | 196.1 | 96.1 | 0 | 1495.3399 | 4726.5755 | 100 | 6221.9154 | 6221.98 | -0.064551
1070 | 100 | 0 | 374.72 | 0 | 0 | 0 | 0 | 0 | 0 | 0 | 0 | 1657.47 | 0 | 140.07 | 40.07 | 0 | 1495.3399 | 4726.5755 | 100 | 6221.9154 | 6221.98 | -0.064551
1071 | 100 | 0 | 380.85 | 0 | 0 | 0 | 0 | 0 | 0 | 0 | 0 | 1657.47 | 0 | 111.23 | 11.23 | 0 | 1495.3399 | 4726.5755 | 100 | 6221.9154 | 6221.98 | -0.064551
1072 | 100 | 0 | 386.99 | 0 | 0 | 0 | 0 | 0 | 0 | 0 | 0 | 1657.47 | 0 | 100.17 | 0.17 | 0 | 1495.3399 | 4726.5755 | 100 | 6221.9154 | 6221.98 | -0.064551
1073 | 100 | 0 | 393.12 | 0 | 0 | 0 | 0 | 0 | 0 | 0 | 0 | 1657.47 | 36.26 | 63.74 | 0 | 0 | 1495.3399 | 3012.7192 | 63.74 | 4508.0592 | 4508.03 | 0.029162
1074 | 82.63 | 0 | 388.6 | 0 | 0 | 0 | 0 | 0 | 0 | 0 | 0 | 1657.47 | 79.8 | 2.83 | 0 | 0 | 1495.3399 | 133.7621 | 2.83 | 1629.102 | 1629.39 | -0.28799
1075 | 79.8 | 0 | 382.34 | 0 | 0 | 0 | 0 | 0 | 0 | 0 | 0 | 1657.47 | 79.8 | 0 | 0 | 0 | 1495.3399 | 0 | 0 | 1495.3399 | 1495.4 | -0.060079
1076 | 79.8 | 0 | 376.08 | 0 | 0 | 0 | 0 | 0 | 0 | 0 | 0 | 1657.47 | 79.8 | 0 | 0 | 0 | 1495.3399 | 0 | 0 | 1495.3399 | 1495.4 | -0.060079
1077 | 79.8 | 0 | 369.82 | 0 | 0 | 0 | 0 | 0 | 0 | 0 | 0 | 1657.47 | 79.8 | 0 | 0 | 0 | 1495.3399 | 0 | 0 | 1495.3399 | 1495.4 | -0.060079
1078 | 79.8 | 0 | 363.56 | 0 | 0 | 0 | 0 | 0 | 0 | 0 | 0 | 1657.47 | 79.8 | 0 | 0 | 0 | 1495.3399 | 0 | 0 | 1495.3399 | 1495.4 | -0.060079
1079 | 79.8 | 0 | 357.3 | 0 | 0 | 0 | 0 | 0 | 0 | 0 | 0 | 1657.47 | 79.8 | 0 | 0 | 0 | 1495.3399 | 0 | 0 | 1495.3399 | 1495.4 | -0.060079
1080 | 79.8 | 0 | 351.04 | 0 | 0 | 0 | 0 | 0 | 0 | 0 | 0 | 1657.47 | 79.8 | 0 | 0 | 0 | 1495.3399 | 0 | 0 | 1495.3399 | 1495.4 | -0.060079
1081 | 79.8 | 0 | 344.78 | 0 | 0 | 0 | 0 | 0 | 0 | 0 | 0 | 1657.47 | 79.8 | 0 | 0 | 0 | 1495.3399 | 0 | 0 | 1495.3399 | 1495.4 | -0.060079
1082 | 79.8 | 0 | 338.52 | 0 | 0 | 0 | 0 | 0 | 0 | 0 | 0 | 1657.47 | 79.8 | 0 | 0 | 0 | 1495.3399 | 0 | 0 | 1495.3399 | 1495.4 | -0.060079
1083 | 79.8 | 0 | 332.26 | 0 | 0 | 0 | 0 | 0 | 0 | 0 | 0 | 1657.47 | 79.8 | 0 | 0 | 0 | 1495.3399 | 0 | 0 | 1495.3399 | 1495.4 | -0.060079
1084 | 79.8 | 0 | 326 | 0 | 0 | 0 | 0 | 0 | 0 | 0 | 0 | 1657.47 | 79.8 | 0 | 0 | 0 | 1495.3399 | 0 | 0 | 1495.3399 | 1495.4 | -0.060079
1085 | 79.8 | 0 | 319.74 | 0 | 0 | 0 | 0 | 0 | 0 | 0 | 0 | 1657.47 | 79.8 | 0 | 0 | 0 | 1495.3399 | 0 | 0 | 1495.3399 | 1495.4 | -0.060079
1086 | 79.8 | 0 | 313.48 | 0 | 0 | 0 | 0 | 0 | 0 | 0 | 0 | 1657.47 | 79.8 | 0 | 0 | 0 | 1495.3399 | 0 | 0 | 1495.3399 | 1495.4 | -0.060079
1087 | 79.8 | 0 | 307.22 | 0 | 0 | 0 | 0 | 0 | 0 | 0 | 0 | 1657.47 | 79.8 | 0 | 0 | 0 | 1495.3399 | 0 | 0 | 1495.3399 | 1495.4 | -0.060079
1088 | 100 | 0 | 313.36 | 0 | 0 | 0 | 0 | 0 | 0 | 0 | 0 | 1657.47 | 73.89 | 26.11 | 0 | 0 | 1495.3399 | 1234.1089 | 26.11 | 2729.4488 | 2729.7 | -0.25121
1089 | 100 | 0 | 319.49 | 0 | 0 | 0 | 0 | 0 | 0 | 0 | 0 | 1657.47 | 12.53 | 87.47 | 0 | 0 | 1495.3399 | 4134.3356 | 87.47 | 5629.6755 | 5629.93 | -0.25446
1090 | 100 | 0 | 325.63 | 0 | 0 | 0 | 0 | 0 | 0 | 0 | 0 | 1657.47 | 0 | 137.84 | 37.84 | 0 | 1495.3399 | 4726.5755 | 100 | 6221.9154 | 6221.98 | -0.064551
1091 | 100 | 0 | 331.76 | 0 | 0 | 0 | 0 | 0 | 0 | 0 | 0 | 1657.47 | 0 | 172.29 | 72.29 | 0 | 1495.3399 | 4726.5755 | 100 | 6221.9154 | 6221.98 | -0.064551
1092 | 100 | 0 | 337.9 | 0 | 0 | 0 | 0 | 0 | 0 | 0 | 0 | 1657.47 | 0 | 192.45 | 92.45 | 0 | 1495.3399 | 4726.5755 | 100 | 6221.9154 | 6221.98 | -0.064551
1093 | 100 | 0 | 344.04 | 0 | 0 | 0 | 0 | 0 | 0 | 0 | 0 | 1657.47 | 0 | 197.32 | 97.32 | 0 | 1495.3399 | 4726.5755 | 100 | 6221.9154 | 6221.98 | -0.064551
1094 | 100 | 0 | 350.17 | 0 | 0 | 0 | 0 | 0 | 0 | 0 | 0 | 1657.47 | 0 | 185.43 | 85.43 | 0 | 1495.3399 | 4726.5755 | 100 | 6221.9154 | 6221.98 | -0.064551
1095 | 100 | 0 | 356.31 | 0 | 0 | 0 | 0 | 0 | 0 | 0 | 0 | 1657.47 | 0 | 159.66 | 59.66 | 0 | 1495.3399 | 4726.5755 | 100 | 6221.9154 | 6221.98 | -0.064551
1096 | 100 | 0 | 362.45 | 0 | 0 | 0 | 0 | 0 | 0 | 0 | 0 | 1657.47 | 0 | 120.06 | 20.06 | 0 | 1495.3399 | 4726.5755 | 100 | 6221.9154 | 6221.98 | -0.064551
1097 | 100 | 0 | 368.58 | 0 | 0 | 0 | 0 | 0 | 0 | 0 | 0 | 1657.47 | 32.73 | 67.27 | 0 | 0 | 1495.3399 | 3179.5674 | 67.27 | 4674.9073 | 4675.07 | -0.16272
1098 | 88.1 | 0 | 367.41 | 0 | 0 | 0 | 0 | 0 | 0 | 0 | 0 | 1657.47 | 79.8 | 8.3 | 0 | 0 | 1495.3399 | 392.3058 | 8.3 | 1887.6457 | 1887.61 | 0.035689
1099 | 79.8 | 0 | 361.15 | 0 | 0 | 0 | 0 | 0 | 0 | 0 | 0 | 1657.47 | 79.8 | 0 | 0 | 0 | 1495.3399 | 0 | 0 | 1495.3399 | 1495.4 | -0.060079
1100 | 79.8 | 0 | 354.89 | 0 | 0 | 0 | 0 | 0 | 0 | 0 | 0 | 1657.47 | 79.8 | 0 | 0 | 0 | 1495.3399 | 0 | 0 | 1495.3399 | 1495.4 | -0.060079
1101 | 79.8 | 0 | 348.63 | 0 | 0 | 0 | 0 | 0 | 0 | 0 | 0 | 1657.47 | 79.8 | 0 | 0 | 0 | 1495.3399 | 0 | 0 | 1495.3399 | 1495.4 | -0.060079
1102 | 79.8 | 0 | 342.37 | 0 | 0 | 0 | 0 | 0 | 0 | 0 | 0 | 1657.47 | 79.8 | 0 | 0 | 0 | 1495.3399 | 0 | 0 | 1495.3399 | 1495.4 | -0.060079
1103 | 79.8 | 0 | 336.11 | 0 | 0 | 0 | 0 | 0 | 0 | 0 | 0 | 1657.47 | 79.8 | 0 | 0 | 0 | 1495.3399 | 0 | 0 | 1495.3399 | 1495.4 | -0.060079
1104 | 79.8 | 0 | 329.85 | 0 | 0 | 0 | 0 | 0 | 0 | 0 | 0 | 1657.47 | 79.8 | 0 | 0 | 0 | 1495.3399 | 0 | 0 | 1495.3399 | 1495.4 | -0.060079
1105 | 79.8 | 0 | 323.59 | 0 | 0 | 0 | 0 | 0 | 0 | 0 | 0 | 1657.47 | 79.8 | 0 | 0 | 0 | 1495.3399 | 0 | 0 | 1495.3399 | 1495.4 | -0.060079
1106 | 79.8 | 0 | 317.33 | 0 | 0 | 0 | 0 | 0 | 0 | 0 | 0 | 1657.47 | 79.8 | 0 | 0 | 0 | 1495.3399 | 0 | 0 | 1495.3399 | 1495.4 | -0.060079
1107 | 79.8 | 0 | 311.07 | 0 | 0 | 0 | 0 | 0 | 0 | 0 | 0 | 1657.47 | 79.8 | 0 | 0 | 0 | 1495.3399 | 0 | 0 | 1495.3399 | 1495.4 | -0.060079
1108 | 79.8 | 0 | 304.81 | 0 | 0 | 0 | 0 | 0 | 0 | 0 | 0 | 1657.47 | 79.8 | 0 | 0 | 0 | 1495.3399 | 0 | 0 | 1495.3399 | 1495.4 | -0.060079
1109 | 79.8 | 0 | 298.55 | 0 | 0 | 0 | 0 | 0 | 0 | 0 | 0 | 1657.47 | 79.8 | 0 | 0 | 0 | 1495.3399 | 0 | 0 | 1495.3399 | 1495.4 | -0.060079
1110 | 79.8 | 0 | 292.29 | 0 | 0 | 0 | 0 | 0 | 0 | 0 | 0 | 1657.47 | 79.8 | 0 | 0 | 0 | 1495.3399 | 0 | 0 | 1495.3399 | 1495.4 | -0.060079
1111 | 79.8 | 0 | 286.03 | 0 | 0 | 0 | 0 | 0 | 0 | 0 | 0 | 1657.47 | 79.8 | 0 | 0 | 0 | 1495.3399 | 0 | 0 | 1495.3399 | 1495.4 | -0.060079
1112 | 100 | 0 | 292.17 | 0 | 0 | 0 | 0 | 0 | 0 | 0 | 0 | 1657.47 | 73.2 | 26.8 | 0 | 0 | 1495.3399 | 1266.7222 | 26.8 | 2762.0622 | 2762.22 | -0.15784
1113 | 100 | 0 | 298.3 | 0 | 0 | 0 | 0 | 0 | 0 | 0 | 0 | 1657.47 | 13.66 | 86.34 | 0 | 0 | 1495.3399 | 4080.9253 | 86.34 | 5576.2652 | 5576.42 | -0.15477
1114 | 100 | 0 | 304.44 | 0 | 0 | 0 | 0 | 0 | 0 | 0 | 0 | 1657.47 | 0 | 134.96 | 34.96 | 0 | 1495.3399 | 4726.5755 | 100 | 6221.9154 | 6221.98 | -0.064551
1115 | 100 | 0 | 310.57 | 0 | 0 | 0 | 0 | 0 | 0 | 0 | 0 | 1657.47 | 0 | 164 | 64 | 0 | 1495.3399 | 4726.5755 | 100 | 6221.9154 | 6221.98 | -0.064551
1116 | 100 | 0 | 316.71 | 0 | 0 | 0 | 0 | 0 | 0 | 0 | 0 | 1657.47 | 0 | 147.24 | 47.24 | 0 | 1495.3399 | 4726.5755 | 100 | 6221.9154 | 6221.98 | -0.064551
1117 | 100 | 0 | 322.85 | 0 | 0 | 0 | 0 | 0 | 0 | 0 | 0 | 1657.47 | 0 | 158.43 | 58.43 | 0 | 1495.3399 | 4726.5755 | 100 | 6221.9154 | 6221.98 | -0.064551
1118 | 100 | 0 | 328.98 | 0 | 0 | 0 | 0 | 0 | 0 | 0 | 0 | 1657.47 | 0 | 148.53 | 48.53 | 0 | 1495.3399 | 4726.5755 | 100 | 6221.9154 | 6221.98 | -0.064551
1119 | 100 | 0 | 335.12 | 0 | 0 | 0 | 0 | 0 | 0 | 0 | 0 | 1657.47 | 0 | 159.77 | 59.77 | 0 | 1495.3399 | 4726.5755 | 100 | 6221.9154 | 6221.98 | -0.064551
1120 | 100 | 0 | 341.26 | 0 | 0 | 0 | 0 | 0 | 0 | 0 | 0 | 1657.47 | 0 | 120.38 | 20.38 | 0 | 1495.3399 | 4726.5755 | 100 | 6221.9154 | 6221.98 | -0.064551
1121 | 100 | 0 | 347.39 | 0 | 0 | 0 | 0 | 0 | 0 | 0 | 0 | 1657.47 | 32.65 | 67.35 | 0 | 0 | 1495.3399 | 3183.3486 | 67.35 | 4678.6885 | 4678.75 | -0.061461
1122 | 84.1 | 0 | 343.77 | 0 | 0 | 0 | 0 | 0 | 0 | 0 | 0 | 1657.47 | 79.8 | 4.3 | 0 | 0 | 1495.3399 | 203.2427 | 4.3 | 1698.5827 | 1698.7 | -0.11733
1123 | 79.8 | 0 | 337.51 | 0 | 0 | 0 | 0 | 0 | 0 | 0 | 0 | 1657.47 | 79.8 | 0 | 0 | 0 | 1495.3399 | 0 | 0 | 1495.3399 | 1495.4 | -0.060079
1124 | 79.8 | 0 | 331.25 | 0 | 0 | 0 | 0 | 0 | 0 | 0 | 0 | 1657.47 | 79.8 | 0 | 0 | 0 | 1495.3399 | 0 | 0 | 1495.3399 | 1495.4 | -0.060079
1125 | 79.8 | 0 | 324.99 | 0 | 0 | 0 | 0 | 0 | 0 | 0 | 0 | 1657.47 | 79.8 | 0 | 0 | 0 | 1495.3399 | 0 | 0 | 1495.3399 | 1495.4 | -0.060079
1126 | 79.8 | 0 | 318.73 | 0 | 0 | 0 | 0 | 0 | 0 | 0 | 0 | 1657.47 | 79.8 | 0 | 0 | 0 | 1495.3399 | 0 | 0 | 1495.3399 | 1495.4 | -0.060079
1127 | 79.8 | 0 | 312.47 | 0 | 0 | 0 | 0 | 0 | 0 | 0 | 0 | 1657.47 | 79.8 | 0 | 0 | 0 | 1495.3399 | 0 | 0 | 1495.3399 | 1495.4 | -0.060079
1128 | 79.8 | 0 | 306.21 | 0 | 0 | 0 | 0 | 0 | 0 | 0 | 0 | 1657.47 | 79.8 | 0 | 0 | 0 | 1495.3399 | 0 | 0 | 1495.3399 | 1495.4 | -0.060079
1129 | 79.8 | 0 | 299.95 | 0 | 0 | 0 | 0 | 0 | 0 | 0 | 0 | 1657.47 | 79.8 | 0 | 0 | 0 | 1495.3399 | 0 | 0 | 1495.3399 | 1495.4 | -0.060079
1130 | 79.8 | 0 | 293.69 | 0 | 0 | 0 | 0 | 0 | 0 | 0 | 0 | 1657.47 | 79.8 | 0 | 0 | 0 | 1495.3399 | 0 | 0 | 1495.3399 | 1495.4 | -0.060079
1131 | 79.8 | 0 | 287.43 | 0 | 0 | 0 | 0 | 0 | 0 | 0 | 0 | 1657.47 | 79.8 | 0 | 0 | 0 | 1495.3399 | 0 | 0 | 1495.3399 | 1495.4 | -0.060079
1132 | 79.8 | 0 | 281.17 | 0 | 0 | 0 | 0 | 0 | 0 | 0 | 0 | 1657.47 | 79.8 | 0 | 0 | 0 | 1495.3399 | 0 | 0 | 1495.3399 | 1495.4 | -0.060079
1133 | 79.8 | 0 | 274.91 | 0 | 0 | 0 | 0 | 0 | 0 | 0 | 0 | 1657.47 | 79.8 | 0 | 0 | 0 | 1495.3399 | 0 | 0 | 1495.3399 | 1495.4 | -0.060079
1134 | 79.8 | 0 | 268.65 | 0 | 0 | 0 | 0 | 0 | 0 | 0 | 0 | 1657.47 | 79.8 | 0 | 0 | 0 | 1495.3399 | 0 | 0 | 1495.3399 | 1495.4 | -0.060079
1135 | 79.8 | 0 | 262.39 | 0 | 0 | 0 | 0 | 0 | 0 | 0 | 0 | 1657.47 | 79.8 | 0 | 0 | 0 | 1495.3399 | 0 | 0 | 1495.3399 | 1495.4 | -0.060079
1136 | 81.93 | 0 | 257.43 | 0 | 0 | 0 | 0 | 0 | 0 | 0 | 0 | 1657.47 | 79.8 | 2.13 | 0 | 0 | 1495.3399 | 100.6761 | 2.13 | 1596.016 | 1596.16 | -0.14402
1137 | 91.58 | 0 | 258.4 | 0 | 0 | 0 | 0 | 0 | 0 | 0 | 0 | 1657.47 | 79.8 | 11.78 | 0 | 0 | 1495.3399 | 556.7906 | 11.78 | 2052.1305 | 2052.27 | -0.13948
1138 | 100 | 0 | 264.54 | 0 | 0 | 0 | 0 | 0 | 0 | 0 | 0 | 1657.47 | 67.92 | 32.08 | 0 | 0 | 1495.3399 | 1516.2854 | 32.08 | 3011.6254 | 3011.69 | -0.06465
1139 | 100 | 0 | 270.68 | 0 | 0 | 0 | 0 | 0 | 0 | 0 | 0 | 1657.47 | 0 | 131.82 | 31.82 | 0 | 1495.3399 | 4726.5755 | 100 | 6221.9154 | 6221.98 | -0.064551
1140 | 100 | 0 | 276.81 | 0 | 0 | 0 | 0 | 0 | 0 | 0 | 0 | 1657.47 | 0 | 122.86 | 22.86 | 0 | 1495.3399 | 4726.5755 | 100 | 6221.9154 | 6221.98 | -0.064551
1141 | 100 | 0 | 282.95 | 0 | 0 | 0 | 0 | 0 | 0 | 0 | 0 | 1657.47 | 0 | 128.4 | 28.4 | 0 | 1495.3399 | 4726.5755 | 100 | 6221.9154 | 6221.98 | -0.064551
1142 | 100 | 0 | 289.08 | 0 | 0 | 0 | 0 | 0 | 0 | 0 | 0 | 1657.47 | 0 | 123.16 | 23.16 | 0 | 1495.3399 | 4726.5755 | 100 | 6221.9154 | 6221.98 | -0.064551
1143 | 100 | 0 | 295.22 | 0 | 0 | 0 | 0 | 0 | 0 | 0 | 0 | 1657.47 | 0 | 129.91 | 29.91 | 0 | 1495.3399 | 4726.5755 | 100 | 6221.9154 | 6221.98 | -0.064551
1144 | 100 | 0 | 301.36 | 0 | 0 | 0 | 0 | 0 | 0 | 0 | 0 | 1657.47 | 9.46 | 90.54 | 0 | 0 | 1495.3399 | 4279.4415 | 90.54 | 5774.7814 | 5775.03 | -0.2486
1145 | 100 | 0 | 307.49 | 0 | 0 | 0 | 0 | 0 | 0 | 0 | 0 | 1657.47 | 55.52 | 44.48 | 0 | 0 | 1495.3399 | 2102.3808 | 44.48 | 3597.7207 | 3597.6 | 0.12072
1146 | 82.22 | 0 | 302.72 | 0 | 0 | 0 | 0 | 0 | 0 | 0 | 0 | 1657.47 | 79.8 | 2.42 | 0 | 0 | 1495.3399 | 114.3831 | 2.42 | 1609.723 | 1609.67 | 0.053048
1147 | 79.8 | 0 | 296.46 | 0 | 0 | 0 | 0 | 0 | 0 | 0 | 0 | 1657.47 | 79.8 | 0 | 0 | 0 | 1495.3399 | 0 | 0 | 1495.3399 | 1495.4 | -0.060079
1148 | 79.8 | 0 | 290.2 | 0 | 0 | 0 | 0 | 0 | 0 | 0 | 0 | 1657.47 | 79.8 | 0 | 0 | 0 | 1495.3399 | 0 | 0 | 1495.3399 | 1495.4 | -0.060079
1149 | 79.8 | 0 | 283.94 | 0 | 0 | 0 | 0 | 0 | 0 | 0 | 0 | 1657.47 | 79.8 | 0 | 0 | 0 | 1495.3399 | 0 | 0 | 1495.3399 | 1495.4 | -0.060079
1150 | 79.8 | 0 | 277.68 | 0 | 0 | 0 | 0 | 0 | 0 | 0 | 0 | 1657.47 | 79.8 | 0 | 0 | 0 | 1495.3399 | 0 | 0 | 1495.3399 | 1495.4 | -0.060079
1151 | 79.8 | 0 | 271.42 | 0 | 0 | 0 | 0 | 0 | 0 | 0 | 0 | 1657.47 | 79.8 | 0 | 0 | 0 | 1495.3399 | 0 | 0 | 1495.3399 | 1495.4 | -0.060079
1152 | 79.8 | 0 | 265.15 | 0 | 0 | 0 | 0 | 0 | 0 | 0 | 0 | 1657.47 | 79.8 | 0 | 0 | 0 | 1495.3399 | 0 | 0 | 1495.3399 | 1495.4 | -0.060079
1153 | 79.8 | 0 | 258.89 | 0 | 0 | 0 | 0 | 0 | 0 | 0 | 0 | 1657.47 | 79.8 | 0 | 0 | 0 | 1495.3399 | 0 | 0 | 1495.3399 | 1495.4 | -0.060079
1154 | 79.8 | 0 | 252.63 | 0 | 0 | 0 | 0 | 0 | 0 | 0 | 0 | 1657.47 | 79.8 | 0 | 0 | 0 | 1495.3399 | 0 | 0 | 1495.3399 | 1495.4 | -0.060079
1155 | 79.8 | 0 | 246.37 | 0 | 0 | 0 | 0 | 0 | 0 | 0 | 0 | 1657.47 | 79.8 | 0 | 0 | 0 | 1495.3399 | 0 | 0 | 1495.3399 | 1495.4 | -0.060079
1156 | 79.8 | 0 | 240.11 | 0 | 0 | 0 | 0 | 0 | 0 | 0 | 0 | 1657.47 | 79.8 | 0 | 0 | 0 | 1495.3399 | 0 | 0 | 1495.3399 | 1495.4 | -0.060079
1157 | 79.8 | 0 | 233.85 | 0 | 0 | 0 | 0 | 0 | 0 | 0 | 0 | 1657.47 | 79.8 | 0 | 0 | 0 | 1495.3399 | 0 | 0 | 1495.3399 | 1495.4 | -0.060079
1158 | 79.8 | 0 | 227.59 | 0 | 0 | 0 | 0 | 0 | 0 | 0 | 0 | 1657.47 | 79.8 | 0 | 0 | 0 | 1495.3399 | 0 | 0 | 1495.3399 | 1495.4 | -0.060079
1159 | 79.8 | 0 | 221.33 | 0 | 0 | 0 | 0 | 0 | 0 | 0 | 0 | 1657.47 | 79.8 | 0 | 0 | 0 | 1495.3399 | 0 | 0 | 1495.3399 | 1495.4 | -0.060079
1160 | 91.22 | 0 | 222.08 | 0 | 0 | 0 | 0 | 0 | 0 | 0 | 0 | 1657.47 | 79.8 | 11.43 | 0 | 0 | 1495.3399 | 540.2476 | 11.43 | 2035.5875 | 2035.45 | 0.1375
1161 | 100 | 0 | 228.22 | 0 | 0 | 0 | 0 | 0 | 0 | 0 | 0 | 1657.47 | 48.1 | 51.9 | 0 | 0 | 1495.3399 | 2453.0927 | 51.9 | 3948.4326 | 3948.59 | -0.15738
1162 | 100 | 0 | 234.36 | 0 | 0 | 0 | 0 | 0 | 0 | 0 | 0 | 1657.47 | 34.01 | 65.99 | 0 | 0 | 1495.3399 | 3119.0672 | 65.99 | 4614.4071 | 4614.47 | -0.062888
1163 | 97.94 | 0 | 239.23 | 0 | 0 | 0 | 0 | 0 | 0 | 0 | 0 | 1657.47 | 79.8 | 18.14 | 0 | 0 | 1495.3399 | 857.4008 | 18.14 | 2352.7407 | 2352.81 | -0.069279
1164 | 85.5 | 0 | 236.46 | 0 | 0 | 0 | 0 | 0 | 0 | 0 | 0 | 1657.47 | 79.8 | 5.7 | 0 | 0 | 1495.3399 | 269.4148 | 5.7 | 1764.7547 | 1764.79 | -0.035274
1165 | 100 | 0 | 242.6 | 0 | 0 | 0 | 0 | 0 | 0 | 0 | 0 | 1657.47 | 26.03 | 73.97 | 0 | 0 | 1495.3399 | 3496.2479 | 73.97 | 4991.5878 | 4991.75 | -0.16216
1166 | 97.61 | 0 | 247.27 | 0 | 0 | 0 | 0 | 0 | 0 | 0 | 0 | 1657.47 | 79.8 | 17.82 | 0 | 0 | 1495.3399 | 842.2758 | 17.82 | 2337.6157 | 2337.48 | 0.13568
1167 | 100 | 0 | 253.41 | 0 | 0 | 0 | 0 | 0 | 0 | 0 | 0 | 1657.47 | 1.64 | 98.36 | 0 | 0 | 1495.3399 | 4649.0597 | 98.36 | 6144.3996 | 6144.37 | 0.02961
1168 | 100 | 0 | 259.55 | 0 | 0 | 0 | 0 | 0 | 0 | 0 | 0 | 1657.47 | 5.7 | 94.3 | 0 | 0 | 1495.3399 | 4457.1607 | 94.3 | 5952.5006 | 5952.66 | -0.15936
1169 | 100 | 0 | 265.68 | 0 | 0 | 0 | 0 | 0 | 0 | 0 | 0 | 1657.47 | 50.6 | 49.4 | 0 | 0 | 1495.3399 | 2334.9283 | 49.4 | 3830.2682 | 3830.24 | 0.028232
1170 | 88.26 | 0 | 264.62 | 0 | 0 | 0 | 0 | 0 | 0 | 0 | 0 | 1657.47 | 79.8 | 8.46 | 0 | 0 | 1495.3399 | 399.8683 | 8.46 | 1895.2082 | 1895.39 | -0.18179
1171 | 79.8 | 0 | 258.35 | 0 | 0 | 0 | 0 | 0 | 0 | 0 | 0 | 1657.47 | 79.8 | 0 | 0 | 0 | 1495.3399 | 0 | 0 | 1495.3399 | 1495.4 | -0.060079
1172 | 79.8 | 0 | 252.09 | 0 | 0 | 0 | 0 | 0 | 0 | 0 | 0 | 1657.47 | 79.8 | 0 | 0 | 0 | 1495.3399 | 0 | 0 | 1495.3399 | 1495.4 | -0.060079
1173 | 79.8 | 0 | 245.83 | 0 | 0 | 0 | 0 | 0 | 0 | 0 | 0 | 1657.47 | 79.8 | 0 | 0 | 0 | 1495.3399 | 0 | 0 | 1495.3399 | 1495.4 | -0.060079
1174 | 79.8 | 0 | 239.57 | 0 | 0 | 0 | 0 | 0 | 0 | 0 | 0 | 1657.47 | 79.8 | 0 | 0 | 0 | 1495.3399 | 0 | 0 | 1495.3399 | 1495.4 | -0.060079
1175 | 79.8 | 0 | 233.31 | 0 | 0 | 0 | 0 | 0 | 0 | 0 | 0 | 1657.47 | 79.8 | 0 | 0 | 0 | 1495.3399 | 0 | 0 | 1495.3399 | 1495.4 | -0.060079
1176 | 79.8 | 0 | 227.05 | 0 | 0 | 0 | 0 | 0 | 0 | 0 | 0 | 1657.47 | 79.8 | 0 | 0 | 0 | 1495.3399 | 0 | 0 | 1495.3399 | 1495.4 | -0.060079
1177 | 79.8 | 0 | 220.79 | 0 | 0 | 0 | 0 | 0 | 0 | 0 | 0 | 1657.47 | 79.8 | 0 | 0 | 0 | 1495.3399 | 0 | 0 | 1495.3399 | 1495.4 | -0.060079
1178 | 79.8 | 0 | 214.53 | 0 | 0 | 0 | 0 | 0 | 0 | 0 | 0 | 1657.47 | 79.8 | 0 | 0 | 0 | 1495.3399 | 0 | 0 | 1495.3399 | 1495.4 | -0.060079
1179 | 79.8 | 0 | 208.27 | 0 | 0 | 0 | 0 | 0 | 0 | 0 | 0 | 1657.47 | 79.8 | 0 | 0 | 0 | 1495.3399 | 0 | 0 | 1495.3399 | 1495.4 | -0.060079
1180 | 79.8 | 0 | 202.01 | 0 | 0 | 0 | 0 | 0 | 0 | 0 | 0 | 1657.47 | 79.8 | 0 | 0 | 0 | 1495.3399 | 0 | 0 | 1495.3399 | 1495.4 | -0.060079
1181 | 79.8 | 0 | 195.75 | 0 | 0 | 0 | 0 | 0 | 0 | 0 | 0 | 1657.47 | 79.8 | 0 | 0 | 0 | 1495.3399 | 0 | 0 | 1495.3399 | 1495.4 | -0.060079
1182 | 79.8 | 0 | 189.49 | 0 | 0 | 0 | 0 | 0 | 0 | 0 | 0 | 1657.47 | 79.8 | 0 | 0 | 0 | 1495.3399 | 0 | 0 | 1495.3399 | 1495.4 | -0.060079
1183 | 79.8 | 0 | 183.23 | 0 | 0 | 0 | 0 | 0 | 0 | 0 | 0 | 1657.47 | 79.8 | 0 | 0 | 0 | 1495.3399 | 0 | 0 | 1495.3399 | 1495.4 | -0.060079
1184 | 100 | 0 | 189.37 | 0 | 0 | 0 | 0 | 0 | 0 | 0 | 0 | 1657.47 | 73.39 | 26.61 | 0 | 0 | 1495.3399 | 1257.7417 | 26.61 | 2753.0817 | 2753.24 | -0.15833
1185 | 100 | 0 | 195.5 | 0 | 0 | 0 | 0 | 0 | 0 | 0 | 0 | 1657.47 | 14.33 | 85.67 | 0 | 0 | 1495.3399 | 4049.2573 | 85.67 | 5544.5972 | 5544.57 | 0.027176
1186 | 100 | 0 | 201.64 | 0 | 0 | 0 | 0 | 0 | 0 | 0 | 0 | 1657.47 | 6.26 | 93.74 | 0 | 0 | 1495.3399 | 4430.6919 | 93.74 | 5926.0318 | 5925.91 | 0.12182
1187 | 100 | 0 | 207.78 | 0 | 0 | 0 | 0 | 0 | 0 | 0 | 0 | 1657.47 | 63.77 | 36.23 | 0 | 0 | 1495.3399 | 1712.4383 | 36.23 | 3207.7782 | 3207.84 | -0.061765
1188 | 100 | 0 | 213.91 | 0 | 0 | 0 | 0 | 0 | 0 | 0 | 0 | 1657.47 | 68.42 | 31.58 | 0 | 0 | 1495.3399 | 1492.6526 | 31.58 | 2987.9925 | 2988.06 | -0.067528
1189 | 100 | 0 | 220.05 | 0 | 0 | 0 | 0 | 0 | 0 | 0 | 0 | 1657.47 | 31.86 | 68.14 | 0 | 0 | 1495.3399 | 3220.6886 | 68.14 | 4716.0285 | 4716.28 | -0.25151
1190 | 99.62 | 0 | 225.95 | 0 | 0 | 0 | 0 | 0 | 0 | 0 | 0 | 1657.47 | 79.8 | 19.82 | 0 | 0 | 1495.3399 | 936.8073 | 19.82 | 2432.1472 | 2432.08 | 0.06719
1191 | 94 | 0 | 228.4 | 0 | 0 | 0 | 0 | 0 | 0 | 0 | 0 | 1657.47 | 79.8 | 14.2 | 0 | 0 | 1495.3399 | 671.1737 | 14.2 | 2166.5136 | 2166.56 | -0.046354
1192 | 100 | 0 | 234.54 | 0 | 0 | 0 | 0 | 0 | 0 | 0 | 0 | 1657.47 | 72.63 | 27.37 | 0 | 0 | 1495.3399 | 1293.6637 | 27.37 | 2789.0036 | 2789.26 | -0.25636
1193 | 93.22 | 0 | 236.51 | 0 | 0 | 0 | 0 | 0 | 0 | 0 | 0 | 1657.47 | 79.8 | 13.42 | 0 | 0 | 1495.3399 | 634.3064 | 13.42 | 2129.6464 | 2129.58 | 0.066357
1194 | 80.52 | 0 | 230.69 | 0 | 0 | 0 | 0 | 0 | 0 | 0 | 0 | 1657.47 | 79.8 | 0.72 | 0 | 0 | 1495.3399 | 34.0313 | 0.72 | 1529.3713 | 1529.36 | 0.011264
1195 | 79.8 | 0 | 224.43 | 0 | 0 | 0 | 0 | 0 | 0 | 0 | 0 | 1657.47 | 79.8 | 0 | 0 | 0 | 1495.3399 | 0 | 0 | 1495.3399 | 1495.4 | -0.060079
1196 | 79.8 | 0 | 218.17 | 0 | 0 | 0 | 0 | 0 | 0 | 0 | 0 | 1657.47 | 79.8 | 0 | 0 | 0 | 1495.3399 | 0 | 0 | 1495.3399 | 1495.4 | -0.060079
1197 | 79.8 | 0 | 211.91 | 0 | 0 | 0 | 0 | 0 | 0 | 0 | 0 | 1657.47 | 79.8 | 0 | 0 | 0 | 1495.3399 | 0 | 0 | 1495.3399 | 1495.4 | -0.060079
1198 | 79.8 | 0 | 205.65 | 0 | 0 | 0 | 0 | 0 | 0 | 0 | 0 | 1657.47 | 79.8 | 0 | 0 | 0 | 1495.3399 | 0 | 0 | 1495.3399 | 1495.4 | -0.060079
1199 | 79.8 | 0 | 199.39 | 0 | 0 | 0 | 0 | 0 | 0 | 0 | 0 | 1657.47 | 79.8 | 0 | 0 | 0 | 1495.3399 | 0 | 0 | 1495.3399 | 1495.4 | -0.060079
1200 | 79.8 | 0 | 193.13 | 0 | 0 | 0 | 0 | 0 | 0 | 0 | 0 | 1657.47 | 79.8 | 0 | 0 | 0 | 1495.3399 | 0 | 0 | 1495.3399 | 1495.4 | -0.060079
1201 | 79.8 | 0 | 186.87 | 0 | 0 | 0 | 0 | 0 | 0 | 0 | 0 | 1657.47 | 79.8 | 0 | 0 | 0 | 1495.3399 | 0 | 0 | 1495.3399 | 1495.4 | -0.060079
1202 | 79.8 | 0 | 180.61 | 0 | 0 | 0 | 0 | 0 | 0 | 0 | 0 | 1657.47 | 79.8 | 0 | 0 | 0 | 1495.3399 | 0 | 0 | 1495.3399 | 1495.4 | -0.060079
1203 | 79.8 | 0 | 174.35 | 0 | 0 | 0 | 0 | 0 | 0 | 0 | 0 | 1657.47 | 79.8 | 0 | 0 | 0 | 1495.3399 | 0 | 0 | 1495.3399 | 1495.4 | -0.060079
1204 | 79.8 | 0 | 168.09 | 0 | 0 | 0 | 0 | 0 | 0 | 0 | 0 | 1657.47 | 79.8 | 0 | 0 | 0 | 1495.3399 | 0 | 0 | 1495.3399 | 1495.4 | -0.060079
1205 | 79.8 | 0 | 161.83 | 0 | 0 | 0 | 0 | 0 | 0 | 0 | 0 | 1657.47 | 79.8 | 0 | 0 | 0 | 1495.3399 | 0 | 0 | 1495.3399 | 1495.4 | -0.060079
1206 | 79.8 | 0 | 155.57 | 0 | 0 | 0 | 0 | 0 | 0 | 0 | 0 | 1657.47 | 79.8 | 0 | 0 | 0 | 1495.3399 | 0 | 0 | 1495.3399 | 1495.4 | -0.060079
1207 | 79.8 | 0 | 149.31 | 0 | 0 | 0 | 0 | 0 | 0 | 0 | 0 | 1657.47 | 79.8 | 0 | 0 | 0 | 1495.3399 | 0 | 0 | 1495.3399 | 1495.4 | -0.060079
1208 | 100 | 0 | 155.44 | 0 | 0 | 0 | 0 | 0 | 0 | 0 | 0 | 1657.47 | 77.22 | 22.78 | 0 | 0 | 1495.3399 | 1076.7139 | 22.78 | 2572.0538 | 2571.93 | 0.12383
1209 | 100 | 0 | 161.58 | 0 | 0 | 0 | 0 | 0 | 0 | 0 | 0 | 1657.47 | 27.78 | 72.22 | 0 | 0 | 1495.3399 | 3413.5328 | 72.22 | 4908.8728 | 4909.03 | -0.15723
1210 | 100 | 0 | 167.72 | 0 | 0 | 0 | 0 | 0 | 0 | 0 | 0 | 1657.47 | 0 | 122.8 | 22.8 | 0 | 1495.3399 | 4726.5755 | 100 | 6221.9154 | 6221.98 | -0.064551
1211 | 100 | 0 | 173.85 | 0 | 0 | 0 | 0 | 0 | 0 | 0 | 0 | 1657.47 | 0 | 152.98 | 52.98 | 0 | 1495.3399 | 4726.5755 | 100 | 6221.9154 | 6221.98 | -0.064551
1212 | 100 | 0 | 179.99 | 0 | 0 | 0 | 0 | 0 | 0 | 0 | 0 | 1657.47 | 0 | 194.4 | 94.4 | 0 | 1495.3399 | 4726.5755 | 100 | 6221.9154 | 6221.98 | -0.064551
1213 | 100 | 0 | 186.13 | 0 | 0 | 0 | 0 | 0 | 0 | 0 | 0 | 1657.47 | 0 | 166.42 | 66.42 | 0 | 1495.3399 | 4726.5755 | 100 | 6221.9154 | 6221.98 | -0.064551
1214 | 100 | 0 | 192.26 | 0 | 0 | 0 | 0 | 0 | 0 | 0 | 0 | 1657.47 | 0 | 144.55 | 44.55 | 0 | 1495.3399 | 4726.5755 | 100 | 6221.9154 | 6221.98 | -0.064551
1215 | 100 | 0 | 198.4 | 0 | 0 | 0 | 0 | 0 | 0 | 0 | 0 | 1657.47 | 0 | 122.02 | 22.02 | 0 | 1495.3399 | 4726.5755 | 100 | 6221.9154 | 6221.98 | -0.064551
1216 | 100 | 0 | 204.53 | 0 | 0 | 0 | 0 | 0 | 0 | 0 | 0 | 1657.47 | 0 | 122.55 | 22.55 | 0 | 1495.3399 | 4726.5755 | 100 | 6221.9154 | 6221.98 | -0.064551
1217 | 100 | 0 | 210.67 | 0 | 0 | 0 | 0 | 0 | 0 | 0 | 0 | 1657.47 | 29.6 | 70.4 | 0 | 0 | 1495.3399 | 3327.5092 | 70.4 | 4822.8491 | 4822.82 | 0.029093
1218 | 92.36 | 0 | 212.12 | 0 | 0 | 0 | 0 | 0 | 0 | 0 | 0 | 1657.47 | 79.8 | 12.57 | 0 | 0 | 1495.3399 | 594.1305 | 12.57 | 2089.4705 | 2089.34 | 0.13046
1219 | 79.8 | 0 | 205.86 | 0 | 0 | 0 | 0 | 0 | 0 | 0 | 0 | 1657.47 | 79.8 | 0 | 0 | 0 | 1495.3399 | 0 | 0 | 1495.3399 | 1495.4 | -0.060079
1220 | 79.8 | 0 | 199.6 | 0 | 0 | 0 | 0 | 0 | 0 | 0 | 0 | 1657.47 | 79.8 | 0 | 0 | 0 | 1495.3399 | 0 | 0 | 1495.3399 | 1495.4 | -0.060079
1221 | 79.8 | 0 | 193.34 | 0 | 0 | 0 | 0 | 0 | 0 | 0 | 0 | 1657.47 | 79.8 | 0 | 0 | 0 | 1495.3399 | 0 | 0 | 1495.3399 | 1495.4 | -0.060079
1222 | 79.8 | 0 | 187.08 | 0 | 0 | 0 | 0 | 0 | 0 | 0 | 0 | 1657.47 | 79.8 | 0 | 0 | 0 | 1495.3399 | 0 | 0 | 1495.3399 | 1495.4 | -0.060079
1223 | 79.8 | 0 | 180.82 | 0 | 0 | 0 | 0 | 0 | 0 | 0 | 0 | 1657.47 | 79.8 | 0 | 0 | 0 | 1495.3399 | 0 | 0 | 1495.3399 | 1495.4 | -0.060079
1224 | 79.8 | 0 | 174.56 | 0 | 0 | 0 | 0 | 0 | 0 | 0 | 0 | 1657.47 | 79.8 | 0 | 0 | 0 | 1495.3399 | 0 | 0 | 1495.3399 | 1495.4 | -0.060079
1225 | 79.8 | 0 | 168.3 | 0 | 0 | 0 | 0 | 0 | 0 | 0 | 0 | 1657.47 | 79.8 | 0 | 0 | 0 | 1495.3399 | 0 | 0 | 1495.3399 | 1495.4 | -0.060079
1226 | 79.8 | 0 | 162.04 | 0 | 0 | 0 | 0 | 0 | 0 | 0 | 0 | 1657.47 | 79.8 | 0 | 0 | 0 | 1495.3399 | 0 | 0 | 1495.3399 | 1495.4 | -0.060079
1227 | 79.8 | 0 | 155.78 | 0 | 0 | 0 | 0 | 0 | 0 | 0 | 0 | 1657.47 | 79.8 | 0 | 0 | 0 | 1495.3399 | 0 | 0 | 1495.3399 | 1495.4 | -0.060079
1228 | 79.8 | 0 | 149.52 | 0 | 0 | 0 | 0 | 0 | 0 | 0 | 0 | 1657.47 | 79.8 | 0 | 0 | 0 | 1495.3399 | 0 | 0 | 1495.3399 | 1495.4 | -0.060079
1229 | 79.8 | 0 | 143.26 | 0 | 0 | 0 | 0 | 0 | 0 | 0 | 0 | 1657.47 | 79.8 | 0 | 0 | 0 | 1495.3399 | 0 | 0 | 1495.3399 | 1495.4 | -0.060079
1230 | 79.8 | 0 | 137 | 0 | 0 | 0 | 0 | 0 | 0 | 0 | 0 | 1657.47 | 79.8 | 0 | 0 | 0 | 1495.3399 | 0 | 0 | 1495.3399 | 1495.4 | -0.060079
1231 | 79.8 | 0 | 130.74 | 0 | 0 | 0 | 0 | 0 | 0 | 0 | 0 | 1657.47 | 79.8 | 0 | 0 | 0 | 1495.3399 | 0 | 0 | 1495.3399 | 1495.4 | -0.060079
1232 | 100 | 0 | 136.87 | 0 | 0 | 0 | 0 | 0 | 0 | 0 | 0 | 1657.47 | 69.44 | 30.56 | 0 | 0 | 1495.3399 | 1444.4415 | 30.56 | 2939.7814 | 2939.94 | -0.1586
1233 | 100 | 0 | 143.01 | 0 | 0 | 0 | 0 | 0 | 0 | 0 | 0 | 1657.47 | 8.1 | 91.9 | 0 | 0 | 1495.3399 | 4343.7229 | 91.9 | 5839.0628 | 5839.32 | -0.25717
1234 | 100 | 0 | 149.15 | 0 | 0 | 0 | 0 | 0 | 0 | 0 | 0 | 1657.47 | 0 | 141.51 | 41.51 | 0 | 1495.3399 | 4726.5755 | 100 | 6221.9154 | 6221.98 | -0.064551
1235 | 100 | 0 | 155.28 | 0 | 0 | 0 | 0 | 0 | 0 | 0 | 0 | 1657.47 | 0 | 174.73 | 74.73 | 0 | 1495.3399 | 4726.5755 | 100 | 6221.9154 | 6221.98 | -0.064551
1236 | 100 | 0 | 161.42 | 0 | 0 | 0 | 0 | 0 | 0 | 0 | 0 | 1657.47 | 0 | 195.24 | 95.24 | 0 | 1495.3399 | 4726.5755 | 100 | 6221.9154 | 6221.98 | -0.064551
1237 | 100 | 0 | 167.55 | 0 | 0 | 0 | 0 | 0 | 0 | 0 | 0 | 1657.47 | 0 | 200 | 100 | 0 | 1495.3399 | 4726.5755 | 100 | 6221.9154 | 6221.98 | -0.064551
1238 | 100 | 0 | 173.69 | 0 | 0 | 0 | 0 | 0 | 0 | 0 | 0 | 1657.47 | 0 | 191.65 | 91.65 | 0 | 1495.3399 | 4726.5755 | 100 | 6221.9154 | 6221.98 | -0.064551
1239 | 100 | 0 | 179.83 | 0 | 0 | 0 | 0 | 0 | 0 | 0 | 0 | 1657.47 | 0 | 166.42 | 66.42 | 0 | 1495.3399 | 4726.5755 | 100 | 6221.9154 | 6221.98 | -0.064551
1240 | 100 | 0 | 185.96 | 0 | 0 | 0 | 0 | 0 | 0 | 0 | 0 | 1657.47 | 0 | 126.08 | 26.08 | 0 | 1495.3399 | 4726.5755 | 100 | 6221.9154 | 6221.98 | -0.064551
1241 | 100 | 0 | 192.1 | 0 | 0 | 0 | 0 | 0 | 0 | 0 | 0 | 1657.47 | 28.25 | 71.75 | 0 | 0 | 1495.3399 | 3391.3179 | 71.75 | 4886.6579 | 4886.63 | 0.027862
1242 | 93.1 | 0 | 194 | 0 | 0 | 0 | 0 | 0 | 0 | 0 | 0 | 1657.47 | 79.8 | 13.3 | 0 | 0 | 1495.3399 | 628.6345 | 13.3 | 2123.9745 | 2124.17 | -0.19553
1243 | 79.8 | 0 | 187.74 | 0 | 0 | 0 | 0 | 0 | 0 | 0 | 0 | 1657.47 | 79.8 | 0 | 0 | 0 | 1495.3399 | 0 | 0 | 1495.3399 | 1495.4 | -0.060079
1244 | 79.8 | 0 | 181.48 | 0 | 0 | 0 | 0 | 0 | 0 | 0 | 0 | 1657.47 | 79.8 | 0 | 0 | 0 | 1495.3399 | 0 | 0 | 1495.3399 | 1495.4 | -0.060079
1245 | 79.8 | 0 | 175.22 | 0 | 0 | 0 | 0 | 0 | 0 | 0 | 0 | 1657.47 | 79.8 | 0 | 0 | 0 | 1495.3399 | 0 | 0 | 1495.3399 | 1495.4 | -0.060079
1246 | 79.8 | 0 | 168.96 | 0 | 0 | 0 | 0 | 0 | 0 | 0 | 0 | 1657.47 | 79.8 | 0 | 0 | 0 | 1495.3399 | 0 | 0 | 1495.3399 | 1495.4 | -0.060079
1247 | 79.8 | 0 | 162.7 | 0 | 0 | 0 | 0 | 0 | 0 | 0 | 0 | 1657.47 | 79.8 | 0 | 0 | 0 | 1495.3399 | 0 | 0 | 1495.3399 | 1495.4 | -0.060079
1248 | 79.8 | 0 | 156.44 | 0 | 0 | 0 | 0 | 0 | 0 | 0 | 0 | 1657.47 | 79.8 | 0 | 0 | 0 | 1495.3399 | 0 | 0 | 1495.3399 | 1495.4 | -0.060079
1249 | 79.8 | 0 | 150.18 | 0 | 0 | 0 | 0 | 0 | 0 | 0 | 0 | 1657.47 | 79.8 | 0 | 0 | 0 | 1495.3399 | 0 | 0 | 1495.3399 | 1495.4 | -0.060079
1250 | 79.8 | 0 | 143.92 | 0 | 0 | 0 | 0 | 0 | 0 | 0 | 0 | 1657.47 | 79.8 | 0 | 0 | 0 | 1495.3399 | 0 | 0 | 1495.3399 | 1495.4 | -0.060079
1251 | 79.8 | 0 | 137.66 | 0 | 0 | 0 | 0 | 0 | 0 | 0 | 0 | 1657.47 | 79.8 | 0 | 0 | 0 | 1495.3399 | 0 | 0 | 1495.3399 | 1495.4 | -0.060079
1252 | 79.8 | 0 | 131.4 | 0 | 0 | 0 | 0 | 0 | 0 | 0 | 0 | 1657.47 | 79.8 | 0 | 0 | 0 | 1495.3399 | 0 | 0 | 1495.3399 | 1495.4 | -0.060079
1253 | 79.8 | 0 | 125.14 | 0 | 0 | 0 | 0 | 0 | 0 | 0 | 0 | 1657.47 | 79.8 | 0 | 0 | 0 | 1495.3399 | 0 | 0 | 1495.3399 | 1495.4 | -0.060079
1254 | 79.8 | 0 | 118.88 | 0 | 0 | 0 | 0 | 0 | 0 | 0 | 0 | 1657.47 | 79.8 | 0 | 0 | 0 | 1495.3399 | 0 | 0 | 1495.3399 | 1495.4 | -0.060079
1255 | 79.8 | 0 | 112.62 | 0 | 0 | 0 | 0 | 0 | 0 | 0 | 0 | 1657.47 | 79.8 | 0 | 0 | 0 | 1495.3399 | 0 | 0 | 1495.3399 | 1495.4 | -0.060079
1256 | 100 | 0 | 118.75 | 0 | 0 | 0 | 0 | 0 | 0 | 0 | 0 | 1657.47 | 67.62 | 32.38 | 0 | 0 | 1495.3399 | 1530.4652 | 32.38 | 3025.8051 | 3025.87 | -0.064923
1257 | 100 | 0 | 124.89 | 0 | 0 | 0 | 0 | 0 | 0 | 0 | 0 | 1657.47 | 4.28 | 95.72 | 0 | 0 | 1495.3399 | 4524.2781 | 95.72 | 6019.618 | 6019.49 | 0.12802
1258 | 100 | 0 | 131.03 | 0 | 0 | 0 | 0 | 0 | 0 | 0 | 0 | 1657.47 | 0 | 149.56 | 49.56 | 0 | 1495.3399 | 4726.5755 | 100 | 6221.9154 | 6221.98 | -0.064551
1259 | 100 | 0 | 137.16 | 0 | 0 | 0 | 0 | 0 | 0 | 0 | 0 | 1657.47 | 0 | 186.16 | 86.16 | 0 | 1495.3399 | 4726.5755 | 100 | 6221.9154 | 6221.98 | -0.064551
1260 | 100 | 0 | 143.3 | 0 | 0 | 0 | 0 | 0 | 0 | 0 | 0 | 1657.47 | 0 | 200 | 100 | 0 | 1495.3399 | 4726.5755 | 100 | 6221.9154 | 6221.98 | -0.064551
1261 | 100 | 0 | 149.43 | 0 | 0 | 0 | 0 | 0 | 0 | 0 | 0 | 1657.47 | 0 | 200 | 100 | 0 | 1495.3399 | 4726.5755 | 100 | 6221.9154 | 6221.98 | -0.064551
1262 | 100 | 0 | 155.57 | 0 | 0 | 0 | 0 | 0 | 0 | 0 | 0 | 1657.47 | 0 | 200 | 100 | 0 | 1495.3399 | 4726.5755 | 100 | 6221.9154 | 6221.98 | -0.064551
1263 | 100 | 0 | 161.71 | 0 | 0 | 0 | 0 | 0 | 0 | 0 | 0 | 1657.47 | 0 | 144.64 | 44.64 | 0 | 1495.3399 | 4726.5755 | 100 | 6221.9154 | 6221.98 | -0.064551
1264 | 100 | 0 | 167.84 | 0 | 0 | 0 | 0 | 0 | 0 | 0 | 0 | 1657.47 | 0 | 132.77 | 32.77 | 0 | 1495.3399 | 4726.5755 | 100 | 6221.9154 | 6221.98 | -0.064551
1265 | 100 | 0 | 173.98 | 0 | 0 | 0 | 0 | 0 | 0 | 0 | 0 | 1657.47 | 24.24 | 75.76 | 0 | 0 | 1495.3399 | 3580.8536 | 75.76 | 5076.1935 | 5076.16 | 0.033541
1266 | 94.64 | 0 | 176.82 | 0 | 0 | 0 | 0 | 0 | 0 | 0 | 0 | 1657.47 | 79.8 | 14.84 | 0 | 0 | 1495.3399 | 701.4238 | 14.84 | 2196.7637 | 2196.69 | 0.073729
1267 | 79.8 | 0 | 170.56 | 0 | 0 | 0 | 0 | 0 | 0 | 0 | 0 | 1657.47 | 79.8 | 0 | 0 | 0 | 1495.3399 | 0 | 0 | 1495.3399 | 1495.4 | -0.060079
1268 | 79.8 | 0 | 164.3 | 0 | 0 | 0 | 0 | 0 | 0 | 0 | 0 | 1657.47 | 79.8 | 0 | 0 | 0 | 1495.3399 | 0 | 0 | 1495.3399 | 1495.4 | -0.060079
1269 | 79.8 | 0 | 158.04 | 0 | 0 | 0 | 0 | 0 | 0 | 0 | 0 | 1657.47 | 79.8 | 0 | 0 | 0 | 1495.3399 | 0 | 0 | 1495.3399 | 1495.4 | -0.060079
1270 | 79.8 | 0 | 151.78 | 0 | 0 | 0 | 0 | 0 | 0 | 0 | 0 | 1657.47 | 79.8 | 0 | 0 | 0 | 1495.3399 | 0 | 0 | 1495.3399 | 1495.4 | -0.060079
1271 | 79.8 | 0 | 145.52 | 0 | 0 | 0 | 0 | 0 | 0 | 0 | 0 | 1657.47 | 79.8 | 0 | 0 | 0 | 1495.3399 | 0 | 0 | 1495.3399 | 1495.4 | -0.060079
1272 | 79.8 | 0 | 139.26 | 0 | 0 | 0 | 0 | 0 | 0 | 0 | 0 | 1657.47 | 79.8 | 0 | 0 | 0 | 1495.3399 | 0 | 0 | 1495.3399 | 1495.4 | -0.060079
1273 | 79.8 | 0 | 133 | 0 | 0 | 0 | 0 | 0 | 0 | 0 | 0 | 1657.47 | 79.8 | 0 | 0 | 0 | 1495.3399 | 0 | 0 | 1495.3399 | 1495.4 | -0.060079
1274 | 79.8 | 0 | 126.74 | 0 | 0 | 0 | 0 | 0 | 0 | 0 | 0 | 1657.47 | 79.8 | 0 | 0 | 0 | 1495.3399 | 0 | 0 | 1495.3399 | 1495.4 | -0.060079
1275 | 79.8 | 0 | 120.48 | 0 | 0 | 0 | 0 | 0 | 0 | 0 | 0 | 1657.47 | 79.8 | 0 | 0 | 0 | 1495.3399 | 0 | 0 | 1495.3399 | 1495.4 | -0.060079
1276 | 79.8 | 0 | 114.22 | 0 | 0 | 0 | 0 | 0 | 0 | 0 | 0 | 1657.47 | 79.8 | 0 | 0 | 0 | 1495.3399 | 0 | 0 | 1495.3399 | 1495.4 | -0.060079
1277 | 79.8 | 0 | 107.96 | 0 | 0 | 0 | 0 | 0 | 0 | 0 | 0 | 1657.47 | 79.8 | 0 | 0 | 0 | 1495.3399 | 0 | 0 | 1495.3399 | 1495.4 | -0.060079
1278 | 79.8 | 0 | 101.7 | 0 | 0 | 0 | 0 | 0 | 0 | 0 | 0 | 1657.47 | 79.8 | 0 | 0 | 0 | 1495.3399 | 0 | 0 | 1495.3399 | 1495.4 | -0.060079
1279 | 79.8 | 0 | 95.44 | 0 | 0 | 0 | 0 | 0 | 0 | 0 | 0 | 1657.47 | 79.8 | 0 | 0 | 0 | 1495.3399 | 0 | 0 | 1495.3399 | 1495.4 | -0.060079
1280 | 100 | 0 | 101.58 | 0 | 0 | 0 | 0 | 0 | 0 | 0 | 0 | 1657.47 | 67.01 | 32.99 | 0 | 0 | 1495.3399 | 1559.2973 | 32.99 | 3054.6372 | 3054.7 | -0.062813
1281 | 100 | 0 | 107.71 | 0 | 0 | 0 | 0 | 0 | 0 | 0 | 0 | 1657.47 | 2.75 | 97.25 | 0 | 0 | 1495.3399 | 4596.5947 | 97.25 | 6091.9346 | 6092.19 | -0.25538
1282 | 100 | 0 | 113.85 | 0 | 0 | 0 | 0 | 0 | 0 | 0 | 0 | 1657.47 | 0 | 135.99 | 35.99 | 0 | 1495.3399 | 4726.5755 | 100 | 6221.9154 | 6221.98 | -0.064551
1283 | 100 | 0 | 119.98 | 0 | 0 | 0 | 0 | 0 | 0 | 0 | 0 | 1657.47 | 0 | 188.21 | 88.21 | 0 | 1495.3399 | 4726.5755 | 100 | 6221.9154 | 6221.98 | -0.064551
1284 | 100 | 0 | 126.12 | 0 | 0 | 0 | 0 | 0 | 0 | 0 | 0 | 1657.47 | 0 | 200 | 100 | 0 | 1495.3399 | 4726.5755 | 100 | 6221.9154 | 6221.98 | -0.064551
1285 | 100 | 0 | 132.26 | 0 | 0 | 0 | 0 | 0 | 0 | 0 | 0 | 1657.47 | 0 | 200 | 100 | 0 | 1495.3399 | 4726.5755 | 100 | 6221.9154 | 6221.98 | -0.064551
1286 | 100 | 0 | 138.39 | 0 | 0 | 0 | 0 | 0 | 0 | 0 | 0 | 1657.47 | 0 | 198.29 | 98.29 | 0 | 1495.3399 | 4726.5755 | 100 | 6221.9154 | 6221.98 | -0.064551
1287 | 100 | 0 | 144.53 | 0 | 0 | 0 | 0 | 0 | 0 | 0 | 0 | 1657.47 | 0 | 172.58 | 72.58 | 0 | 1495.3399 | 4726.5755 | 100 | 6221.9154 | 6221.98 | -0.064551
1288 | 100 | 0 | 150.67 | 0 | 0 | 0 | 0 | 0 | 0 | 0 | 0 | 1657.47 | 0 | 129.88 | 29.88 | 0 | 1495.3399 | 4726.5755 | 100 | 6221.9154 | 6221.98 | -0.064551
1289 | 100 | 0 | 156.8 | 0 | 0 | 0 | 0 | 0 | 0 | 0 | 0 | 1657.47 | 26.39 | 73.61 | 0 | 0 | 1495.3399 | 3479.2322 | 73.61 | 4974.5722 | 4974.73 | -0.15783
1290 | 93.85 | 0 | 159.17 | 0 | 0 | 0 | 0 | 0 | 0 | 0 | 0 | 1657.47 | 79.8 | 14.05 | 0 | 0 | 1495.3399 | 664.0839 | 14.05 | 2159.4238 | 2159.64 | -0.21622
1291 | 79.8 | 0 | 152.91 | 0 | 0 | 0 | 0 | 0 | 0 | 0 | 0 | 1657.47 | 79.8 | 0 | 0 | 0 | 1495.3399 | 0 | 0 | 1495.3399 | 1495.4 | -0.060079
1292 | 79.8 | 0 | 146.65 | 0 | 0 | 0 | 0 | 0 | 0 | 0 | 0 | 1657.47 | 79.8 | 0 | 0 | 0 | 1495.3399 | 0 | 0 | 1495.3399 | 1495.4 | -0.060079
1293 | 79.8 | 0 | 140.38 | 0 | 0 | 0 | 0 | 0 | 0 | 0 | 0 | 1657.47 | 79.8 | 0 | 0 | 0 | 1495.3399 | 0 | 0 | 1495.3399 | 1495.4 | -0.060079
1294 | 79.8 | 0 | 134.12 | 0 | 0 | 0 | 0 | 0 | 0 | 0 | 0 | 1657.47 | 79.8 | 0 | 0 | 0 | 1495.3399 | 0 | 0 | 1495.3399 | 1495.4 | -0.060079
1295 | 79.8 | 0 | 127.86 | 0 | 0 | 0 | 0 | 0 | 0 | 0 | 0 | 1657.47 | 79.8 | 0 | 0 | 0 | 1495.3399 | 0 | 0 | 1495.3399 | 1495.4 | -0.060079
1296 | 79.8 | 0 | 121.6 | 0 | 0 | 0 | 0 | 0 | 0 | 0 | 0 | 1657.47 | 79.8 | 0 | 0 | 0 | 1495.3399 | 0 | 0 | 1495.3399 | 1495.4 | -0.060079
1297 | 79.8 | 0 | 115.34 | 0 | 0 | 0 | 0 | 0 | 0 | 0 | 0 | 1657.47 | 79.8 | 0 | 0 | 0 | 1495.3399 | 0 | 0 | 1495.3399 | 1495.4 | -0.060079
1298 | 79.8 | 0 | 109.08 | 0 | 0 | 0 | 0 | 0 | 0 | 0 | 0 | 1657.47 | 79.8 | 0 | 0 | 0 | 1495.3399 | 0 | 0 | 1495.3399 | 1495.4 | -0.060079
1299 | 79.8 | 0 | 102.82 | 0 | 0 | 0 | 0 | 0 | 0 | 0 | 0 | 1657.47 | 79.8 | 0 | 0 | 0 | 1495.3399 | 0 | 0 | 1495.3399 | 1495.4 | -0.060079
1300 | 79.8 | 0 | 96.56 | 0 | 0 | 0 | 0 | 0 | 0 | 0 | 0 | 1657.47 | 79.8 | 0 | 0 | 0 | 1495.3399 | 0 | 0 | 1495.3399 | 1495.4 | -0.060079
1301 | 79.8 | 0 | 90.3 | 0 | 0 | 0 | 0 | 0 | 0 | 0 | 0 | 1657.47 | 79.8 | 0 | 0 | 0 | 1495.3399 | 0 | 0 | 1495.3399 | 1495.4 | -0.060079
1302 | 79.8 | 0 | 84.04 | 0 | 0 | 0 | 0 | 0 | 0 | 0 | 0 | 1657.47 | 79.8 | 0 | 0 | 0 | 1495.3399 | 0 | 0 | 1495.3399 | 1495.4 | -0.060079
1303 | 79.8 | 0 | 77.78 | 0 | 0 | 0 | 0 | 0 | 0 | 0 | 0 | 1657.47 | 79.8 | 0 | 0 | 0 | 1495.3399 | 0 | 0 | 1495.3399 | 1495.4 | -0.060079
1304 | 100 | 0 | 83.92 | 0 | 0 | 0 | 0 | 0 | 0 | 0 | 0 | 1657.47 | 70.83 | 29.17 | 0 | 0 | 1495.3399 | 1378.7421 | 29.17 | 2874.082 | 2874.05 | 0.032002
1305 | 100 | 0 | 90.05 | 0 | 0 | 0 | 0 | 0 | 0 | 0 | 0 | 1657.47 | 12.62 | 87.38 | 0 | 0 | 1495.3399 | 4130.0817 | 87.38 | 5625.4216 | 5625.3 | 0.12162
1306 | 100 | 0 | 96.19 | 0 | 0 | 0 | 0 | 0 | 0 | 0 | 0 | 1657.47 | 0 | 133.72 | 33.72 | 0 | 1495.3399 | 4726.5755 | 100 | 6221.9154 | 6221.98 | -0.064551
1307 | 100 | 0 | 102.33 | 0 | 0 | 0 | 0 | 0 | 0 | 0 | 0 | 1657.47 | 0 | 139.98 | 39.98 | 0 | 1495.3399 | 4726.5755 | 100 | 6221.9154 | 6221.98 | -0.064551
1308 | 100 | 0 | 108.46 | 0 | 0 | 0 | 0 | 0 | 0 | 0 | 0 | 1657.47 | 0 | 166.74 | 66.74 | 0 | 1495.3399 | 4726.5755 | 100 | 6221.9154 | 6221.98 | -0.064551
1309 | 100 | 0 | 114.6 | 0 | 0 | 0 | 0 | 0 | 0 | 0 | 0 | 1657.47 | 0 | 193.85 | 93.85 | 0 | 1495.3399 | 4726.5755 | 100 | 6221.9154 | 6221.98 | -0.064551
1310 | 100 | 0 | 120.73 | 0 | 0 | 0 | 0 | 0 | 0 | 0 | 0 | 1657.47 | 0 | 185.17 | 85.17 | 0 | 1495.3399 | 4726.5755 | 100 | 6221.9154 | 6221.98 | -0.064551
1311 | 100 | 0 | 126.87 | 0 | 0 | 0 | 0 | 0 | 0 | 0 | 0 | 1657.47 | 0 | 160.66 | 60.66 | 0 | 1495.3399 | 4726.5755 | 100 | 6221.9154 | 6221.98 | -0.064551
1312 | 100 | 0 | 133.01 | 0 | 0 | 0 | 0 | 0 | 0 | 0 | 0 | 1657.47 | 0 | 120.84 | 20.84 | 0 | 1495.3399 | 4726.5755 | 100 | 6221.9154 | 6221.98 | -0.064551
1313 | 100 | 0 | 139.14 | 0 | 0 | 0 | 0 | 0 | 0 | 0 | 0 | 1657.47 | 31.17 | 68.83 | 0 | 0 | 1495.3399 | 3253.3019 | 68.83 | 4748.6419 | 4748.52 | 0.12186
1314 | 93.46 | 0 | 141.27 | 0 | 0 | 0 | 0 | 0 | 0 | 0 | 0 | 1657.47 | 79.8 | 13.66 | 0 | 0 | 1495.3399 | 645.6502 | 13.66 | 2140.9901 | 2141.07 | -0.079862
1315 | 79.8 | 0 | 135.01 | 0 | 0 | 0 | 0 | 0 | 0 | 0 | 0 | 1657.47 | 79.8 | 0 | 0 | 0 | 1495.3399 | 0 | 0 | 1495.3399 | 1495.4 | -0.060079
1316 | 79.8 | 0 | 128.75 | 0 | 0 | 0 | 0 | 0 | 0 | 0 | 0 | 1657.47 | 79.8 | 0 | 0 | 0 | 1495.3399 | 0 | 0 | 1495.3399 | 1495.4 | -0.060079
1317 | 79.8 | 0 | 122.49 | 0 | 0 | 0 | 0 | 0 | 0 | 0 | 0 | 1657.47 | 79.8 | 0 | 0 | 0 | 1495.3399 | 0 | 0 | 1495.3399 | 1495.4 | -0.060079
1318 | 79.8 | 0 | 116.22 | 0 | 0 | 0 | 0 | 0 | 0 | 0 | 0 | 1657.47 | 79.8 | 0 | 0 | 0 | 1495.3399 | 0 | 0 | 1495.3399 | 1495.4 | -0.060079
1319 | 79.8 | 0 | 109.96 | 0 | 0 | 0 | 0 | 0 | 0 | 0 | 0 | 1657.47 | 79.8 | 0 | 0 | 0 | 1495.3399 | 0 | 0 | 1495.3399 | 1495.4 | -0.060079
1320 | 79.8 | 0 | 103.7 | 0 | 0 | 0 | 0 | 0 | 0 | 0 | 0 | 1657.47 | 79.8 | 0 | 0 | 0 | 1495.3399 | 0 | 0 | 1495.3399 | 1495.4 | -0.060079
1321 | 79.8 | 0 | 97.44 | 0 | 0 | 0 | 0 | 0 | 0 | 0 | 0 | 1657.47 | 79.8 | 0 | 0 | 0 | 1495.3399 | 0 | 0 | 1495.3399 | 1495.4 | -0.060079
1322 | 79.8 | 0 | 91.18 | 0 | 0 | 0 | 0 | 0 | 0 | 0 | 0 | 1657.47 | 79.8 | 0 | 0 | 0 | 1495.3399 | 0 | 0 | 1495.3399 | 1495.4 | -0.060079
1323 | 79.8 | 0 | 84.92 | 0 | 0 | 0 | 0 | 0 | 0 | 0 | 0 | 1657.47 | 79.8 | 0 | 0 | 0 | 1495.3399 | 0 | 0 | 1495.3399 | 1495.4 | -0.060079
1324 | 79.8 | 0 | 78.66 | 0 | 0 | 0 | 0 | 0 | 0 | 0 | 0 | 1657.47 | 79.8 | 0 | 0 | 0 | 1495.3399 | 0 | 0 | 1495.3399 | 1495.4 | -0.060079
1325 | 79.8 | 0 | 72.4 | 0 | 0 | 0 | 0 | 0 | 0 | 0 | 0 | 1657.47 | 79.8 | 0 | 0 | 0 | 1495.3399 | 0 | 0 | 1495.3399 | 1495.4 | -0.060079
1326 | 79.8 | 0 | 66.14 | 0 | 0 | 0 | 0 | 0 | 0 | 0 | 0 | 1657.47 | 79.8 | 0 | 0 | 0 | 1495.3399 | 0 | 0 | 1495.3399 | 1495.4 | -0.060079
1327 | 79.8 | 0 | 59.88 | 0 | 0 | 0 | 0 | 0 | 0 | 0 | 0 | 1657.47 | 79.8 | 0 | 0 | 0 | 1495.3399 | 0 | 0 | 1495.3399 | 1495.4 | -0.060079
1328 | 100 | 0 | 66.02 | 0 | 0 | 0 | 0 | 0 | 0 | 0 | 0 | 1657.47 | 70.6 | 29.4 | 0 | 0 | 1495.3399 | 1389.6132 | 29.4 | 2884.9531 | 2885.02 | -0.066874
1329 | 100 | 0 | 72.15 | 0 | 0 | 0 | 0 | 0 | 0 | 0 | 0 | 1657.47 | 13.27 | 86.73 | 0 | 0 | 1495.3399 | 4099.359 | 86.73 | 5594.6989 | 5594.76 | -0.061124
1330 | 100 | 0 | 78.29 | 0 | 0 | 0 | 0 | 0 | 0 | 0 | 0 | 1657.47 | 0 | 133.87 | 33.87 | 0 | 1495.3399 | 4726.5755 | 100 | 6221.9154 | 6221.98 | -0.064551
1331 | 100 | 0 | 84.43 | 0 | 0 | 0 | 0 | 0 | 0 | 0 | 0 | 1657.47 | 0 | 164.59 | 64.59 | 0 | 1495.3399 | 4726.5755 | 100 | 6221.9154 | 6221.98 | -0.064551
1332 | 100 | 0 | 90.56 | 0 | 0 | 0 | 0 | 0 | 0 | 0 | 0 | 1657.47 | 0 | 180.13 | 80.13 | 0 | 1495.3399 | 4726.5755 | 100 | 6221.9154 | 6221.98 | -0.064551
1333 | 100 | 0 | 96.7 | 0 | 0 | 0 | 0 | 0 | 0 | 0 | 0 | 1657.47 | 0 | 181.53 | 81.53 | 0 | 1495.3399 | 4726.5755 | 100 | 6221.9154 | 6221.98 | -0.064551
1334 | 100 | 0 | 102.84 | 0 | 0 | 0 | 0 | 0 | 0 | 0 | 0 | 1657.47 | 0 | 107.67 | 7.67 | 0 | 1495.3399 | 4726.5755 | 100 | 6221.9154 | 6221.98 | -0.064551
1335 | 100 | 0 | 108.97 | 0 | 0 | 0 | 0 | 0 | 0 | 0 | 0 | 1657.47 | 0 | 126.49 | 26.49 | 0 | 1495.3399 | 4726.5755 | 100 | 6221.9154 | 6221.98 | -0.064551
1336 | 100 | 0 | 115.11 | 0 | 0 | 0 | 0 | 0 | 0 | 0 | 0 | 1657.47 | 0 | 117.6 | 17.6 | 0 | 1495.3399 | 4726.5755 | 100 | 6221.9154 | 6221.98 | -0.064551
1337 | 100 | 0 | 121.24 | 0 | 0 | 0 | 0 | 0 | 0 | 0 | 0 | 1657.47 | 32.57 | 67.43 | 0 | 0 | 1495.3399 | 3187.1299 | 67.43 | 4682.4698 | 4682.72 | -0.2502
1338 | 93.82 | 0 | 123.59 | 0 | 0 | 0 | 0 | 0 | 0 | 0 | 0 | 1657.47 | 79.8 | 14.02 | 0 | 0 | 1495.3399 | 662.6659 | 14.02 | 2158.0058 | 2158.02 | -0.01419
1339 | 79.8 | 0 | 117.33 | 0 | 0 | 0 | 0 | 0 | 0 | 0 | 0 | 1657.47 | 79.8 | 0 | 0 | 0 | 1495.3399 | 0 | 0 | 1495.3399 | 1495.4 | -0.060079
1340 | 79.8 | 0 | 111.07 | 0 | 0 | 0 | 0 | 0 | 0 | 0 | 0 | 1657.47 | 79.8 | 0 | 0 | 0 | 1495.3399 | 0 | 0 | 1495.3399 | 1495.4 | -0.060079
1341 | 79.8 | 0 | 104.81 | 0 | 0 | 0 | 0 | 0 | 0 | 0 | 0 | 1657.47 | 79.8 | 0 | 0 | 0 | 1495.3399 | 0 | 0 | 1495.3399 | 1495.4 | -0.060079
1342 | 79.8 | 0 | 98.55 | 0 | 0 | 0 | 0 | 0 | 0 | 0 | 0 | 1657.47 | 79.8 | 0 | 0 | 0 | 1495.3399 | 0 | 0 | 1495.3399 | 1495.4 | -0.060079
1343 | 79.8 | 0 | 92.28 | 0 | 0 | 0 | 0 | 0 | 0 | 0 | 0 | 1657.47 | 79.8 | 0 | 0 | 0 | 1495.3399 | 0 | 0 | 1495.3399 | 1495.4 | -0.060079
1344 | 79.8 | 0 | 86.02 | 0 | 0 | 0 | 0 | 0 | 0 | 0 | 0 | 1657.47 | 79.8 | 0 | 0 | 0 | 1495.3399 | 0 | 0 | 1495.3399 | 1495.4 | -0.060079
1345 | 79.8 | 0 | 79.76 | 0 | 0 | 0 | 0 | 0 | 0 | 0 | 0 | 1657.47 | 79.8 | 0 | 0 | 0 | 1495.3399 | 0 | 0 | 1495.3399 | 1495.4 | -0.060079
1346 | 79.8 | 0 | 73.5 | 0 | 0 | 0 | 0 | 0 | 0 | 0 | 0 | 1657.47 | 79.8 | 0 | 0 | 0 | 1495.3399 | 0 | 0 | 1495.3399 | 1495.4 | -0.060079
1347 | 79.8 | 0 | 67.24 | 0 | 0 | 0 | 0 | 0 | 0 | 0 | 0 | 1657.47 | 79.8 | 0 | 0 | 0 | 1495.3399 | 0 | 0 | 1495.3399 | 1495.4 | -0.060079
1348 | 79.8 | 0 | 60.98 | 0 | 0 | 0 | 0 | 0 | 0 | 0 | 0 | 1657.47 | 79.8 | 0 | 0 | 0 | 1495.3399 | 0 | 0 | 1495.3399 | 1495.4 | -0.060079
1349 | 79.8 | 0 | 54.72 | 0 | 0 | 0 | 0 | 0 | 0 | 0 | 0 | 1657.47 | 79.8 | 0 | 0 | 0 | 1495.3399 | 0 | 0 | 1495.3399 | 1495.4 | -0.060079
1350 | 79.8 | 0 | 48.46 | 0 | 0 | 0 | 0 | 0 | 0 | 0 | 0 | 1657.47 | 79.8 | 0 | 0 | 0 | 1495.3399 | 0 | 0 | 1495.3399 | 1495.4 | -0.060079
1351 | 79.8 | 0 | 42.2 | 0 | 0 | 0 | 0 | 0 | 0 | 0 | 0 | 1657.47 | 79.8 | 0 | 0 | 0 | 1495.3399 | 0 | 0 | 1495.3399 | 1495.4 | -0.060079
1352 | 86.53 | 0 | 40.07 | 0 | 0 | 0 | 0 | 0 | 0 | 0 | 0 | 1657.47 | 79.8 | 6.73 | 0 | 0 | 1495.3399 | 318.0985 | 6.73 | 1813.4385 | 1813.42 | 0.018454
1353 | 100 | 0 | 46.21 | 0 | 0 | 0 | 0 | 0 | 0 | 0 | 0 | 1657.47 | 76.34 | 23.66 | 0 | 0 | 1495.3399 | 1118.3078 | 23.66 | 2613.6477 | 2613.52 | 0.12769
1354 | 100 | 0 | 52.34 | 0 | 0 | 0 | 0 | 0 | 0 | 0 | 0 | 1657.47 | 18 | 82 | 0 | 0 | 1495.3399 | 3875.7919 | 82 | 5371.1319 | 5371.29 | -0.15815
1355 | 100 | 0 | 58.48 | 0 | 0 | 0 | 0 | 0 | 0 | 0 | 0 | 1657.47 | 0 | 111.79 | 11.79 | 0 | 1495.3399 | 4726.5755 | 100 | 6221.9154 | 6221.98 | -0.064551
1356 | 100 | 0 | 64.62 | 0 | 0 | 0 | 0 | 0 | 0 | 0 | 0 | 1657.47 | 0 | 160.04 | 60.04 | 0 | 1495.3399 | 4726.5755 | 100 | 6221.9154 | 6221.98 | -0.064551
1357 | 100 | 0 | 70.75 | 0 | 0 | 0 | 0 | 0 | 0 | 0 | 0 | 1657.47 | 0 | 154.96 | 54.96 | 0 | 1495.3399 | 4726.5755 | 100 | 6221.9154 | 6221.98 | -0.064551
1358 | 100 | 0 | 76.89 | 0 | 0 | 0 | 0 | 0 | 0 | 0 | 0 | 1657.47 | 0 | 185.8 | 85.8 | 0 | 1495.3399 | 4726.5755 | 100 | 6221.9154 | 6221.98 | -0.064551
1359 | 100 | 0 | 83.02 | 0 | 0 | 0 | 0 | 0 | 0 | 0 | 0 | 1657.47 | 0 | 124.74 | 24.74 | 0 | 1495.3399 | 4726.5755 | 100 | 6221.9154 | 6221.98 | -0.064551
1360 | 100 | 0 | 89.16 | 0 | 0 | 0 | 0 | 0 | 0 | 0 | 0 | 1657.47 | 0 | 121 | 21 | 0 | 1495.3399 | 4726.5755 | 100 | 6221.9154 | 6221.98 | -0.064551
1361 | 100 | 0 | 95.3 | 0 | 0 | 0 | 0 | 0 | 0 | 0 | 0 | 1657.47 | 30.28 | 69.72 | 0 | 0 | 1495.3399 | 3295.3685 | 69.72 | 4790.7084 | 4790.68 | 0.028379
1362 | 94.72 | 0 | 98.19 | 0 | 0 | 0 | 0 | 0 | 0 | 0 | 0 | 1657.47 | 79.8 | 14.92 | 0 | 0 | 1495.3399 | 705.2051 | 14.92 | 2200.545 | 2200.5 | 0.044989
1363 | 79.8 | 0 | 91.93 | 0 | 0 | 0 | 0 | 0 | 0 | 0 | 0 | 1657.47 | 79.8 | 0 | 0 | 0 | 1495.3399 | 0 | 0 | 1495.3399 | 1495.4 | -0.060079
1364 | 79.8 | 0 | 85.67 | 0 | 0 | 0 | 0 | 0 | 0 | 0 | 0 | 1657.47 | 79.8 | 0 | 0 | 0 | 1495.3399 | 0 | 0 | 1495.3399 | 1495.4 | -0.060079
1365 | 79.8 | 0 | 79.41 | 0 | 0 | 0 | 0 | 0 | 0 | 0 | 0 | 1657.47 | 79.8 | 0 | 0 | 0 | 1495.3399 | 0 | 0 | 1495.3399 | 1495.4 | -0.060079
1366 | 79.8 | 0 | 73.15 | 0 | 0 | 0 | 0 | 0 | 0 | 0 | 0 | 1657.47 | 79.8 | 0 | 0 | 0 | 1495.3399 | 0 | 0 | 1495.3399 | 1495.4 | -0.060079
1367 | 79.8 | 0 | 66.89 | 0 | 0 | 0 | 0 | 0 | 0 | 0 | 0 | 1657.47 | 79.8 | 0 | 0 | 0 | 1495.3399 | 0 | 0 | 1495.3399 | 1495.4 | -0.060079
1368 | 79.8 | 0 | 60.63 | 0 | 0 | 0 | 0 | 0 | 0 | 0 | 0 | 1657.47 | 79.8 | 0 | 0 | 0 | 1495.3399 | 0 | 0 | 1495.3399 | 1495.4 | -0.060079
1369 | 79.8 | 0 | 54.37 | 0 | 0 | 0 | 0 | 0 | 0 | 0 | 0 | 1657.47 | 79.8 | 0 | 0 | 0 | 1495.3399 | 0 | 0 | 1495.3399 | 1495.4 | -0.060079
1370 | 79.8 | 0 | 48.11 | 0 | 0 | 0 | 0 | 0 | 0 | 0 | 0 | 1657.47 | 79.8 | 0 | 0 | 0 | 1495.3399 | 0 | 0 | 1495.3399 | 1495.4 | -0.060079
1371 | 79.8 | 0 | 41.85 | 0 | 0 | 0 | 0 | 0 | 0 | 0 | 0 | 1657.47 | 79.8 | 0 | 0 | 0 | 1495.3399 | 0 | 0 | 1495.3399 | 1495.4 | -0.060079
1372 | 79.8 | 0 | 35.59 | 0 | 0 | 0 | 0 | 0 | 0 | 0 | 0 | 1657.47 | 79.8 | 0 | 0 | 0 | 1495.3399 | 0 | 0 | 1495.3399 | 1495.4 | -0.060079
1373 | 79.8 | 0 | 29.33 | 0 | 0 | 0 | 0 | 0 | 0 | 0 | 0 | 1657.47 | 79.8 | 0 | 0 | 0 | 1495.3399 | 0 | 0 | 1495.3399 | 1495.4 | -0.060079
1374 | 79.8 | 0 | 23.07 | 0 | 0 | 0 | 0 | 0 | 0 | 0 | 0 | 1657.47 | 79.8 | 0 | 0 | 0 | 1495.3399 | 0 | 0 | 1495.3399 | 1495.4 | -0.060079
1375 | 79.8 | 0 | 16.81 | 0 | 0 | 0 | 0 | 0 | 0 | 0 | 0 | 1657.47 | 79.8 | 0 | 0 | 0 | 1495.3399 | 0 | 0 | 1495.3399 | 1495.4 | -0.060079
1376 | 100 | 0 | 22.94 | 0 | 0 | 0 | 0 | 0 | 0 | 0 | 0 | 1657.47 | 66.62 | 33.38 | 0 | 0 | 1495.3399 | 1577.7309 | 33.38 | 3073.0708 | 3073.23 | -0.15917
1377 | 100 | 0 | 29.08 | 0 | 0 | 0 | 0 | 0 | 0 | 0 | 0 | 1657.47 | 7.77 | 92.23 | 0 | 0 | 1495.3399 | 4359.3206 | 92.23 | 5854.6605 | 5854.82 | -0.15947
1378 | 100 | 0 | 35.21 | 0 | 0 | 0 | 0 | 0 | 0 | 0 | 0 | 1657.47 | 0 | 140.61 | 40.61 | 0 | 1495.3399 | 4726.5755 | 100 | 6221.9154 | 6221.98 | -0.064551
1379 | 100 | 0 | 41.35 | 0 | 0 | 0 | 0 | 0 | 0 | 0 | 0 | 1657.47 | 0 | 100.12 | 0.12 | 0 | 1495.3399 | 4726.5755 | 100 | 6221.9154 | 6221.98 | -0.064551
1380 | 100 | 0 | 47.49 | 0 | 0 | 0 | 0 | 0 | 0 | 0 | 0 | 1657.47 | 30.56 | 69.44 | 0 | 0 | 1495.3399 | 3282.134 | 69.44 | 4777.474 | 4777.35 | 0.12397
1381 | 100 | 0 | 53.62 | 0 | 0 | 0 | 0 | 0 | 0 | 0 | 0 | 1657.47 | 0 | 107.22 | 7.22 | 0 | 1495.3399 | 4726.5755 | 100 | 6221.9154 | 6221.98 | -0.064551
1382 | 100 | 0 | 59.76 | 0 | 0 | 0 | 0 | 0 | 0 | 0 | 0 | 1657.47 | 0 | 130.28 | 30.28 | 0 | 1495.3399 | 4726.5755 | 100 | 6221.9154 | 6221.98 | -0.064551
1383 | 100 | 0 | 65.9 | 0 | 0 | 0 | 0 | 0 | 0 | 0 | 0 | 1657.47 | 0 | 110.67 | 10.67 | 0 | 1495.3399 | 4726.5755 | 100 | 6221.9154 | 6221.98 | -0.064551
1384 | 100 | 0 | 72.03 | 0 | 0 | 0 | 0 | 0 | 0 | 0 | 0 | 1657.47 | 0 | 117.26 | 17.26 | 0 | 1495.3399 | 4726.5755 | 100 | 6221.9154 | 6221.98 | -0.064551
1385 | 100 | 0 | 78.17 | 0 | 0 | 0 | 0 | 0 | 0 | 0 | 0 | 1657.47 | 28.51 | 71.49 | 0 | 0 | 1495.3399 | 3379.0288 | 71.49 | 4874.3688 | 4874.24 | 0.12877
1386 | 96.05 | 0 | 81.88 | 0 | 0 | 0 | 0 | 0 | 0 | 0 | 0 | 1657.47 | 79.8 | 16.26 | 0 | 0 | 1495.3399 | 768.5412 | 16.26 | 2263.8811 | 2263.75 | 0.1311
1387 | 79.8 | 0 | 75.62 | 0 | 0 | 0 | 0 | 0 | 0 | 0 | 0 | 1657.47 | 79.8 | 0 | 0 | 0 | 1495.3399 | 0 | 0 | 1495.3399 | 1495.4 | -0.060079
1388 | 79.8 | 0 | 69.36 | 0 | 0 | 0 | 0 | 0 | 0 | 0 | 0 | 1657.47 | 79.8 | 0 | 0 | 0 | 1495.3399 | 0 | 0 | 1495.3399 | 1495.4 | -0.060079
1389 | 79.8 | 0 | 63.1 | 0 | 0 | 0 | 0 | 0 | 0 | 0 | 0 | 1657.47 | 79.8 | 0 | 0 | 0 | 1495.3399 | 0 | 0 | 1495.3399 | 1495.4 | -0.060079
1390 | 79.8 | 0 | 56.84 | 0 | 0 | 0 | 0 | 0 | 0 | 0 | 0 | 1657.47 | 79.8 | 0 | 0 | 0 | 1495.3399 | 0 | 0 | 1495.3399 | 1495.4 | -0.060079
1391 | 79.8 | 0 | 50.58 | 0 | 0 | 0 | 0 | 0 | 0 | 0 | 0 | 1657.47 | 79.8 | 0 | 0 | 0 | 1495.3399 | 0 | 0 | 1495.3399 | 1495.4 | -0.060079
1392 | 79.8 | 0 | 44.32 | 0 | 0 | 0 | 0 | 0 | 0 | 0 | 0 | 1657.47 | 79.8 | 0 | 0 | 0 | 1495.3399 | 0 | 0 | 1495.3399 | 1495.4 | -0.060079
1393 | 79.8 | 0 | 38.06 | 0 | 0 | 0 | 0 | 0 | 0 | 0 | 0 | 1657.47 | 79.8 | 0 | 0 | 0 | 1495.3399 | 0 | 0 | 1495.3399 | 1495.4 | -0.060079
1394 | 79.8 | 0 | 31.8 | 0 | 0 | 0 | 0 | 0 | 0 | 0 | 0 | 1657.47 | 79.8 | 0 | 0 | 0 | 1495.3399 | 0 | 0 | 1495.3399 | 1495.4 | -0.060079
1395 | 79.8 | 0 | 25.54 | 0 | 0 | 0 | 0 | 0 | 0 | 0 | 0 | 1657.47 | 79.8 | 0 | 0 | 0 | 1495.3399 | 0 | 0 | 1495.3399 | 1495.4 | -0.060079
1396 | 79.8 | 0 | 19.28 | 0 | 0 | 0 | 0 | 0 | 0 | 0 | 0 | 1657.47 | 79.8 | 0 | 0 | 0 | 1495.3399 | 0 | 0 | 1495.3399 | 1495.4 | -0.060079
1397 | 79.8 | 0 | 13.02 | 0 | 0 | 0 | 0 | 0 | 0 | 0 | 0 | 1657.47 | 79.8 | 0 | 0 | 0 | 1495.3399 | 0 | 0 | 1495.3399 | 1495.4 | -0.060079
1398 | 79.8 | 0 | 6.76 | 0 | 0 | 0 | 0 | 0 | 0 | 0 | 0 | 1657.47 | 79.8 | 0 | 0 | 0 | 1495.3399 | 0 | 0 | 1495.3399 | 1495.4 | -0.060079
1399 | 79.8 | 0 | 0.5 | 0 | 0 | 0 | 0 | 0 | 0 | 0 | 0 | 1657.47 | 79.8 | 0 | 0 | 0 | 1495.3399 | 0 | 0 | 1495.3399 | 1495.4 | -0.060079
1400 | 90.35 | 0 | 0.71 | 0 | 0 | 0 | 0 | 0 | 0 | 0 | 0 | 1657.47 | 79.8 | 10.55 | 0 | 0 | 1495.3399 | 498.6537 | 10.55 | 1993.9936 | 1994.05 | -0.056361
1401 | 100 | 0 | 6.85 | 0 | 0 | 0 | 0 | 0 | 0 | 0 | 0 | 1657.47 | 65.1 | 34.9 | 0 | 0 | 1495.3399 | 1649.5749 | 34.9 | 3144.9148 | 3145.07 | -0.15522
1402 | 100 | 0 | 12.99 | 0 | 0 | 0 | 0 | 0 | 0 | 0 | 0 | 1657.47 | 0 | 101.92 | 1.92 | 0 | 1495.3399 | 4726.5755 | 100 | 6221.9154 | 6221.98 | -0.064551
1403 | 100 | 0 | 19.12 | 0 | 0 | 0 | 0 | 0 | 0 | 0 | 0 | 1657.47 | 0.45 | 99.55 | 0 | 0 | 1495.3399 | 4705.3059 | 99.55 | 6200.6459 | 6200.8 | -0.15414
1404 | 100 | 0 | 25.26 | 0 | 0 | 0 | 0 | 0 | 0 | 0 | 0 | 1657.47 | 0 | 162.53 | 62.53 | 0 | 1495.3399 | 4726.5755 | 100 | 6221.9154 | 6221.98 | -0.064551
1405 | 100 | 0 | 31.39 | 0 | 0 | 0 | 0 | 0 | 0 | 0 | 0 | 1657.47 | 19.59 | 80.41 | 0 | 0 | 1495.3399 | 3800.6394 | 80.41 | 5295.9793 | 5295.95 | 0.029303
1406 | 100 | 0 | 37.53 | 0 | 0 | 0 | 0 | 0 | 0 | 0 | 0 | 1657.47 | 0 | 127.06 | 27.06 | 0 | 1495.3399 | 4726.5755 | 100 | 6221.9154 | 6221.98 | -0.064551
1407 | 100 | 0 | 43.67 | 0 | 0 | 0 | 0 | 0 | 0 | 0 | 0 | 1657.47 | 0 | 136.59 | 36.59 | 0 | 1495.3399 | 4726.5755 | 100 | 6221.9154 | 6221.98 | -0.064551
1408 | 100 | 0 | 49.8 | 0 | 0 | 0 | 0 | 0 | 0 | 0 | 0 | 1657.47 | 0 | 108.57 | 8.57 | 0 | 1495.3399 | 4726.5755 | 100 | 6221.9154 | 6221.98 | -0.064551
1409 | 100 | 0 | 55.94 | 0 | 0 | 0 | 0 | 0 | 0 | 0 | 0 | 1657.47 | 41.31 | 58.69 | 0 | 0 | 1495.3399 | 2774.0272 | 58.69 | 4269.3671 | 4269.62 | -0.2529
1410 | 93.09 | 0 | 57.84 | 0 | 0 | 0 | 0 | 0 | 0 | 0 | 0 | 1657.47 | 79.8 | 13.29 | 0 | 0 | 1495.3399 | 628.1619 | 13.29 | 2123.5018 | 2123.62 | -0.11819
1411 | 79.8 | 0 | 51.57 | 0 | 0 | 0 | 0 | 0 | 0 | 0 | 0 | 1657.47 | 79.8 | 0 | 0 | 0 | 1495.3399 | 0 | 0 | 1495.3399 | 1495.4 | -0.060079
1412 | 79.8 | 0 | 45.31 | 0 | 0 | 0 | 0 | 0 | 0 | 0 | 0 | 1657.47 | 79.8 | 0 | 0 | 0 | 1495.3399 | 0 | 0 | 1495.3399 | 1495.4 | -0.060079
1413 | 79.8 | 0 | 39.05 | 0 | 0 | 0 | 0 | 0 | 0 | 0 | 0 | 1657.47 | 79.8 | 0 | 0 | 0 | 1495.3399 | 0 | 0 | 1495.3399 | 1495.4 | -0.060079
1414 | 79.8 | 0 | 32.79 | 0 | 0 | 0 | 0 | 0 | 0 | 0 | 0 | 1657.47 | 79.8 | 0 | 0 | 0 | 1495.3399 | 0 | 0 | 1495.3399 | 1495.4 | -0.060079
1415 | 79.8 | 0 | 26.53 | 0 | 0 | 0 | 0 | 0 | 0 | 0 | 0 | 1657.47 | 79.8 | 0 | 0 | 0 | 1495.3399 | 0 | 0 | 1495.3399 | 1495.4 | -0.060079
1416 | 79.8 | 0 | 20.27 | 0 | 0 | 0 | 0 | 0 | 0 | 0 | 0 | 1657.47 | 79.8 | 0 | 0 | 0 | 1495.3399 | 0 | 0 | 1495.3399 | 1495.4 | -0.060079
1417 | 85.28 | 0 | 17.38 | 0 | 0 | 0 | 0 | 0 | 0 | 0 | 0 | 1657.47 | 85.28 | 0 | 0 | 0 | 1495.3399 | 0 | 0 | 1495.3399 | 1495.4 | -0.060079
1418 | 85.28 | 0 | 14.48 | 0 | 0 | 0 | 0 | 0 | 0 | 0 | 0 | 1657.47 | 85.28 | 0 | 0 | 0 | 1495.3399 | 0 | 0 | 1495.3399 | 1495.4 | -0.060079
1419 | 85.28 | 0 | 11.58 | 0 | 0 | 0 | 0 | 0 | 0 | 0 | 0 | 1657.47 | 85.28 | 0 | 0 | 0 | 1495.3399 | 0 | 0 | 1495.3399 | 1495.4 | -0.060079
1420 | 85.28 | 0 | 8.69 | 0 | 0 | 0 | 0 | 0 | 0 | 0 | 0 | 1657.47 | 85.28 | 0 | 0 | 0 | 1495.3399 | 0 | 0 | 1495.3399 | 1495.4 | -0.060079
1421 | 85.28 | 0 | 5.79 | 0 | 0 | 0 | 0 | 0 | 0 | 0 | 0 | 1657.47 | 85.28 | 0 | 0 | 0 | 1495.3399 | 0 | 0 | 1495.3399 | 1495.4 | -0.060079
1422 | 85.28 | 0 | 2.9 | 0 | 0 | 0 | 0 | 0 | 0 | 0 | 0 | 1657.47 | 85.28 | 0 | 0 | 0 | 1495.3399 | 0 | 0 | 1495.3399 | 1495.4 | -0.060079
1423 | 85.28 | 0 | 0 | 0 | 0 | 0 | 0 | 0 | 0 | 0 | 0 | 1657.47 | 85.28 | 0 | 0 | 0 | 1495.3399 | 0 | 0 | 1495.3399 | 1495.4 | -0.060079
1424 | 100 | 0 | 6.14 | 0 | 0 | 0 | 0 | 0 | 0 | 0 | 0 | 1657.47 | 67.61 | 32.39 | 0 | 0 | 1495.3399 | 1530.9378 | 32.39 | 3026.2777 | 3026.53 | -0.25227
1425 | 100 | 0 | 12.27 | 0 | 0 | 0 | 0 | 0 | 0 | 0 | 0 | 1657.47 | 13.87 | 86.13 | 0 | 0 | 1495.3399 | 4070.9995 | 86.13 | 5566.3394 | 5566.31 | 0.029423
1426 | 100 | 0 | 18.41 | 0 | 0 | 0 | 0 | 0 | 0 | 0 | 0 | 1657.47 | 0 | 116.13 | 16.13 | 0 | 1495.3399 | 4726.5755 | 100 | 6221.9154 | 6221.98 | -0.064551
1427 | 100 | 0 | 24.54 | 0 | 0 | 0 | 0 | 0 | 0 | 0 | 0 | 1657.47 | 0 | 179.59 | 79.59 | 0 | 1495.3399 | 4726.5755 | 100 | 6221.9154 | 6221.98 | -0.064551
1428 | 100 | 0 | 30.68 | 0 | 0 | 0 | 0 | 0 | 0 | 0 | 0 | 1657.47 | 0 | 198.91 | 98.91 | 0 | 1495.3399 | 4726.5755 | 100 | 6221.9154 | 6221.98 | -0.064551
1429 | 100 | 0 | 36.82 | 0 | 0 | 0 | 0 | 0 | 0 | 0 | 0 | 1657.47 | 0 | 200 | 100 | 0 | 1495.3399 | 4726.5755 | 100 | 6221.9154 | 6221.98 | -0.064551
1430 | 100 | 0 | 42.95 | 0 | 0 | 0 | 0 | 0 | 0 | 0 | 0 | 1657.47 | 0 | 194.64 | 94.64 | 0 | 1495.3399 | 4726.5755 | 100 | 6221.9154 | 6221.98 | -0.064551
1431 | 100 | 0 | 49.09 | 0 | 0 | 0 | 0 | 0 | 0 | 0 | 0 | 1657.47 | 0 | 169.14 | 69.14 | 0 | 1495.3399 | 4726.5755 | 100 | 6221.9154 | 6221.98 | -0.064551
1432 | 100 | 0 | 55.23 | 0 | 0 | 0 | 0 | 0 | 0 | 0 | 0 | 1657.47 | 0 | 129 | 29 | 0 | 1495.3399 | 4726.5755 | 100 | 6221.9154 | 6221.98 | -0.064551
1433 | 100 | 0 | 61.36 | 0 | 0 | 0 | 0 | 0 | 0 | 0 | 0 | 1657.47 | 24.62 | 75.38 | 0 | 0 | 1495.3399 | 3562.8926 | 75.38 | 5058.2326 | 5058.2 | 0.032554
1434 | 100 | 0 | 67.5 | 0 | 0 | 0 | 0 | 0 | 0 | 0 | 0 | 1657.47 | 81.53 | 18.47 | 0 | 0 | 1495.3399 | 872.9985 | 18.47 | 2368.3384 | 2368.48 | -0.14158
1435 | 85.28 | 0 | 64.6 | 0 | 0 | 0 | 0 | 0 | 0 | 0 | 0 | 1657.47 | 85.28 | 0 | 0 | 0 | 1495.3399 | 0 | 0 | 1495.3399 | 1495.4 | -0.060079
1436 | 85.28 | 0 | 61.71 | 0 | 0 | 0 | 0 | 0 | 0 | 0 | 0 | 1657.47 | 85.28 | 0 | 0 | 0 | 1495.3399 | 0 | 0 | 1495.3399 | 1495.4 | -0.060079
1437 | 85.28 | 0 | 58.81 | 0 | 0 | 0 | 0 | 0 | 0 | 0 | 0 | 1657.47 | 85.28 | 0 | 0 | 0 | 1495.3399 | 0 | 0 | 1495.3399 | 1495.4 | -0.060079
1438 | 85.28 | 0 | 55.91 | 0 | 0 | 0 | 0 | 0 | 0 | 0 | 0 | 1657.47 | 85.28 | 0 | 0 | 0 | 1495.3399 | 0 | 0 | 1495.3399 | 1495.4 | -0.060079
1439 | 85.28 | 0 | 53.02 | 0 | 0 | 0 | 0 | 0 | 0 | 0 | 0 | 1657.47 | 85.28 | 0 | 0 | 0 | 1495.3399 | 0 | 0 | 1495.3399 | 1495.4 | -0.060079
1440 | 85.28 | 0 | 50.12 | 0 | 0 | 0 | 0 | 0 | 0 | 0 | 0 | 1657.47 | 85.28 | 0 | 0 | 0 | 1495.3399 | 0 | 0 | 1495.3399 | 1495.4 | -0.060079
1441 | 85.28 | 0 | 47.23 | 0 | 0 | 0 | 0 | 0 | 0 | 0 | 0 | 1657.47 | 85.28 | 0 | 0 | 0 | 1495.3399 | 0 | 0 | 1495.3399 | 1495.4 | -0.060079
1442 | 85.28 | 0 | 44.33 | 0 | 0 | 0 | 0 | 0 | 0 | 0 | 0 | 1657.47 | 85.28 | 0 | 0 | 0 | 1495.3399 | 0 | 0 | 1495.3399 | 1495.4 | -0.060079
1443 | 85.28 | 0 | 41.43 | 0 | 0 | 0 | 0 | 0 | 0 | 0 | 0 | 1657.47 | 85.28 | 0 | 0 | 0 | 1495.3399 | 0 | 0 | 1495.3399 | 1495.4 | -0.060079
1444 | 85.28 | 0 | 38.54 | 0 | 0 | 0 | 0 | 0 | 0 | 0 | 0 | 1657.47 | 85.28 | 0 | 0 | 0 | 1495.3399 | 0 | 0 | 1495.3399 | 1495.4 | -0.060079
1445 | 85.28 | 0 | 35.64 | 0 | 0 | 0 | 0 | 0 | 0 | 0 | 0 | 1657.47 | 85.28 | 0 | 0 | 0 | 1495.3399 | 0 | 0 | 1495.3399 | 1495.4 | -0.060079
1446 | 85.28 | 0 | 32.74 | 0 | 0 | 0 | 0 | 0 | 0 | 0 | 0 | 1657.47 | 85.28 | 0 | 0 | 0 | 1495.3399 | 0 | 0 | 1495.3399 | 1495.4 | -0.060079
1447 | 85.28 | 0 | 29.85 | 0 | 0 | 0 | 0 | 0 | 0 | 0 | 0 | 1657.47 | 85.28 | 0 | 0 | 0 | 1495.3399 | 0 | 0 | 1495.3399 | 1495.4 | -0.060079
1448 | 100 | 0 | 35.98 | 0 | 0 | 0 | 0 | 0 | 0 | 0 | 0 | 1657.47 | 62.97 | 37.03 | 0 | 0 | 1495.3399 | 1750.2509 | 37.03 | 3245.5908 | 3245.84 | -0.24916
1449 | 100 | 0 | 42.12 | 0 | 0 | 0 | 0 | 0 | 0 | 0 | 0 | 1657.47 | 4.96 | 95.04 | 0 | 0 | 1495.3399 | 4492.1374 | 95.04 | 5987.4773 | 5987.35 | 0.1273
1450 | 100 | 0 | 48.26 | 0 | 0 | 0 | 0 | 0 | 0 | 0 | 0 | 1657.47 | 0.97 | 99.03 | 0 | 0 | 1495.3399 | 4680.7277 | 99.03 | 6176.0677 | 6175.94 | 0.12767
1451 | 100 | 0 | 54.39 | 0 | 0 | 0 | 0 | 0 | 0 | 0 | 0 | 1657.47 | 0 | 173.28 | 73.28 | 0 | 1495.3399 | 4726.5755 | 100 | 6221.9154 | 6221.98 | -0.064551
1452 | 100 | 0 | 60.53 | 0 | 0 | 0 | 0 | 0 | 0 | 0 | 0 | 1657.47 | 0 | 151.62 | 51.62 | 0 | 1495.3399 | 4726.5755 | 100 | 6221.9154 | 6221.98 | -0.064551
1453 | 100 | 0 | 66.67 | 0 | 0 | 0 | 0 | 0 | 0 | 0 | 0 | 1657.47 | 0 | 191.89 | 91.89 | 0 | 1495.3399 | 4726.5755 | 100 | 6221.9154 | 6221.98 | -0.064551
1454 | 100 | 0 | 72.8 | 0 | 0 | 0 | 0 | 0 | 0 | 0 | 0 | 1657.47 | 0 | 151.53 | 51.53 | 0 | 1495.3399 | 4726.5755 | 100 | 6221.9154 | 6221.98 | -0.064551
1455 | 100 | 0 | 78.94 | 0 | 0 | 0 | 0 | 0 | 0 | 0 | 0 | 1657.47 | 0 | 132.74 | 32.74 | 0 | 1495.3399 | 4726.5755 | 100 | 6221.9154 | 6221.98 | -0.064551
1456 | 100 | 0 | 85.07 | 0 | 0 | 0 | 0 | 0 | 0 | 0 | 0 | 1657.47 | 7.79 | 92.21 | 0 | 0 | 1495.3399 | 4358.3753 | 92.21 | 5853.7152 | 5853.78 | -0.064785
1457 | 100 | 0 | 91.21 | 0 | 0 | 0 | 0 | 0 | 0 | 0 | 0 | 1657.47 | 40.94 | 59.06 | 0 | 0 | 1495.3399 | 2791.5155 | 59.06 | 4286.8554 | 4286.73 | 0.12543
1458 | 98.51 | 0 | 96.43 | 0 | 0 | 0 | 0 | 0 | 0 | 0 | 0 | 1657.47 | 85.28 | 13.23 | 0 | 0 | 1495.3399 | 625.3259 | 13.23 | 2120.6659 | 2120.55 | 0.11586
1459 | 85.28 | 0 | 93.54 | 0 | 0 | 0 | 0 | 0 | 0 | 0 | 0 | 1657.47 | 85.28 | 0 | 0 | 0 | 1495.3399 | 0 | 0 | 1495.3399 | 1495.4 | -0.060079
1460 | 85.28 | 0 | 90.64 | 0 | 0 | 0 | 0 | 0 | 0 | 0 | 0 | 1657.47 | 85.28 | 0 | 0 | 0 | 1495.3399 | 0 | 0 | 1495.3399 | 1495.4 | -0.060079
1461 | 85.28 | 0 | 87.74 | 0 | 0 | 0 | 0 | 0 | 0 | 0 | 0 | 1657.47 | 85.28 | 0 | 0 | 0 | 1495.3399 | 0 | 0 | 1495.3399 | 1495.4 | -0.060079
1462 | 85.28 | 0 | 84.85 | 0 | 0 | 0 | 0 | 0 | 0 | 0 | 0 | 1657.47 | 85.28 | 0 | 0 | 0 | 1495.3399 | 0 | 0 | 1495.3399 | 1495.4 | -0.060079
1463 | 85.28 | 0 | 81.95 | 0 | 0 | 0 | 0 | 0 | 0 | 0 | 0 | 1657.47 | 85.28 | 0 | 0 | 0 | 1495.3399 | 0 | 0 | 1495.3399 | 1495.4 | -0.060079
1464 | 85.28 | 0 | 79.05 | 0 | 0 | 0 | 0 | 0 | 0 | 0 | 0 | 1657.47 | 85.28 | 0 | 0 | 0 | 1495.3399 | 0 | 0 | 1495.3399 | 1495.4 | -0.060079
1465 | 85.28 | 0 | 76.16 | 0 | 0 | 0 | 0 | 0 | 0 | 0 | 0 | 1657.47 | 85.28 | 0 | 0 | 0 | 1495.3399 | 0 | 0 | 1495.3399 | 1495.4 | -0.060079
1466 | 85.28 | 0 | 73.26 | 0 | 0 | 0 | 0 | 0 | 0 | 0 | 0 | 1657.47 | 85.28 | 0 | 0 | 0 | 1495.3399 | 0 | 0 | 1495.3399 | 1495.4 | -0.060079
1467 | 85.28 | 0 | 70.37 | 0 | 0 | 0 | 0 | 0 | 0 | 0 | 0 | 1657.47 | 85.28 | 0 | 0 | 0 | 1495.3399 | 0 | 0 | 1495.3399 | 1495.4 | -0.060079
1468 | 85.28 | 0 | 67.47 | 0 | 0 | 0 | 0 | 0 | 0 | 0 | 0 | 1657.47 | 85.28 | 0 | 0 | 0 | 1495.3399 | 0 | 0 | 1495.3399 | 1495.4 | -0.060079
1469 | 85.28 | 0 | 64.57 | 0 | 0 | 0 | 0 | 0 | 0 | 0 | 0 | 1657.47 | 85.28 | 0 | 0 | 0 | 1495.3399 | 0 | 0 | 1495.3399 | 1495.4 | -0.060079
1470 | 85.28 | 0 | 61.68 | 0 | 0 | 0 | 0 | 0 | 0 | 0 | 0 | 1657.47 | 85.28 | 0 | 0 | 0 | 1495.3399 | 0 | 0 | 1495.3399 | 1495.4 | -0.060079
1471 | 85.28 | 0 | 58.78 | 0 | 0 | 0 | 0 | 0 | 0 | 0 | 0 | 1657.47 | 85.28 | 0 | 0 | 0 | 1495.3399 | 0 | 0 | 1495.3399 | 1495.4 | -0.060079
1472 | 100 | 0 | 64.92 | 0 | 0 | 0 | 0 | 0 | 0 | 0 | 0 | 1657.47 | 78.8 | 21.2 | 0 | 0 | 1495.3399 | 1002.034 | 21.2 | 2497.3739 | 2497.44 | -0.066067
1473 | 100 | 0 | 71.05 | 0 | 0 | 0 | 0 | 0 | 0 | 0 | 0 | 1657.47 | 45.78 | 54.22 | 0 | 0 | 1495.3399 | 2562.7493 | 54.22 | 4058.0892 | 4057.96 | 0.12917
1474 | 100 | 0 | 77.19 | 0 | 0 | 0 | 0 | 0 | 0 | 0 | 0 | 1657.47 | 34.49 | 65.51 | 0 | 0 | 1495.3399 | 3096.3796 | 65.51 | 4591.7195 | 4591.69 | 0.029549
1475 | 100 | 0 | 83.33 | 0 | 0 | 0 | 0 | 0 | 0 | 0 | 0 | 1657.47 | 26.09 | 73.91 | 0 | 0 | 1495.3399 | 3493.412 | 73.91 | 4988.7519 | 4988.72 | 0.031894
1476 | 100 | 0 | 89.46 | 0 | 0 | 0 | 0 | 0 | 0 | 0 | 0 | 1657.47 | 16.87 | 83.13 | 0 | 0 | 1495.3399 | 3929.2022 | 83.13 | 5424.5422 | 5424.51 | 0.032157
1477 | 100 | 0 | 95.6 | 0 | 0 | 0 | 0 | 0 | 0 | 0 | 0 | 1657.47 | 0 | 110.11 | 10.11 | 0 | 1495.3399 | 4726.5755 | 100 | 6221.9154 | 6221.98 | -0.064551
1478 | 100 | 0 | 101.74 | 0 | 0 | 0 | 0 | 0 | 0 | 0 | 0 | 1657.47 | 6.4 | 93.6 | 0 | 0 | 1495.3399 | 4424.0747 | 93.6 | 5919.4146 | 5919.57 | -0.15538
1479 | 100 | 0 | 107.87 | 0 | 0 | 0 | 0 | 0 | 0 | 0 | 0 | 1657.47 | 16.43 | 83.57 | 0 | 0 | 1495.3399 | 3949.9992 | 83.57 | 5445.3391 | 5445.21 | 0.12909
1480 | 100 | 0 | 114.01 | 0 | 0 | 0 | 0 | 0 | 0 | 0 | 0 | 1657.47 | 69.71 | 30.29 | 0 | 0 | 1495.3399 | 1431.6797 | 30.29 | 2927.0196 | 2927.27 | -0.25035
1481 | 86.15 | 0 | 111.65 | 0 | 0 | 0 | 0 | 0 | 0 | 0 | 0 | 1657.47 | 85.28 | 0.87 | 0 | 0 | 1495.3399 | 41.1212 | 0.87 | 1536.4611 | 1536.69 | -0.22887
1482 | 85.28 | 0 | 108.75 | 0 | 0 | 0 | 0 | 0 | 0 | 0 | 0 | 1657.47 | 85.28 | 0 | 0 | 0 | 1495.3399 | 0 | 0 | 1495.3399 | 1495.4 | -0.060079
1483 | 85.28 | 0 | 105.86 | 0 | 0 | 0 | 0 | 0 | 0 | 0 | 0 | 1657.47 | 85.28 | 0 | 0 | 0 | 1495.3399 | 0 | 0 | 1495.3399 | 1495.4 | -0.060079
1484 | 85.28 | 0 | 102.96 | 0 | 0 | 0 | 0 | 0 | 0 | 0 | 0 | 1657.47 | 85.28 | 0 | 0 | 0 | 1495.3399 | 0 | 0 | 1495.3399 | 1495.4 | -0.060079
1485 | 85.28 | 0 | 100.06 | 0 | 0 | 0 | 0 | 0 | 0 | 0 | 0 | 1657.47 | 85.28 | 0 | 0 | 0 | 1495.3399 | 0 | 0 | 1495.3399 | 1495.4 | -0.060079
1486 | 85.28 | 0 | 97.17 | 0 | 0 | 0 | 0 | 0 | 0 | 0 | 0 | 1657.47 | 85.28 | 0 | 0 | 0 | 1495.3399 | 0 | 0 | 1495.3399 | 1495.4 | -0.060079
1487 | 85.28 | 0 | 94.27 | 0 | 0 | 0 | 0 | 0 | 0 | 0 | 0 | 1657.47 | 85.28 | 0 | 0 | 0 | 1495.3399 | 0 | 0 | 1495.3399 | 1495.4 | -0.060079
1488 | 85.28 | 0 | 91.37 | 0 | 0 | 0 | 0 | 0 | 0 | 0 | 0 | 1657.47 | 85.28 | 0 | 0 | 0 | 1495.3399 | 0 | 0 | 1495.3399 | 1495.4 | -0.060079
1489 | 85.28 | 0 | 88.48 | 0 | 0 | 0 | 0 | 0 | 0 | 0 | 0 | 1657.47 | 85.28 | 0 | 0 | 0 | 1495.3399 | 0 | 0 | 1495.3399 | 1495.4 | -0.060079
1490 | 85.28 | 0 | 85.58 | 0 | 0 | 0 | 0 | 0 | 0 | 0 | 0 | 1657.47 | 85.28 | 0 | 0 | 0 | 1495.3399 | 0 | 0 | 1495.3399 | 1495.4 | -0.060079
1491 | 85.28 | 0 | 82.69 | 0 | 0 | 0 | 0 | 0 | 0 | 0 | 0 | 1657.47 | 85.28 | 0 | 0 | 0 | 1495.3399 | 0 | 0 | 1495.3399 | 1495.4 | -0.060079
1492 | 85.28 | 0 | 79.79 | 0 | 0 | 0 | 0 | 0 | 0 | 0 | 0 | 1657.47 | 85.28 | 0 | 0 | 0 | 1495.3399 | 0 | 0 | 1495.3399 | 1495.4 | -0.060079
1493 | 85.28 | 0 | 76.89 | 0 | 0 | 0 | 0 | 0 | 0 | 0 | 0 | 1657.47 | 85.28 | 0 | 0 | 0 | 1495.3399 | 0 | 0 | 1495.3399 | 1495.4 | -0.060079
1494 | 85.28 | 0 | 74 | 0 | 0 | 0 | 0 | 0 | 0 | 0 | 0 | 1657.47 | 85.28 | 0 | 0 | 0 | 1495.3399 | 0 | 0 | 1495.3399 | 1495.4 | -0.060079
1495 | 85.28 | 0 | 71.1 | 0 | 0 | 0 | 0 | 0 | 0 | 0 | 0 | 1657.47 | 85.28 | 0 | 0 | 0 | 1495.3399 | 0 | 0 | 1495.3399 | 1495.4 | -0.060079
1496 | 100 | 0 | 77.24 | 0 | 0 | 0 | 0 | 0 | 0 | 0 | 0 | 1657.47 | 84.8 | 15.2 | 0 | 0 | 1495.3399 | 718.4395 | 15.2 | 2213.7794 | 2213.83 | -0.050599
1497 | 100 | 0 | 83.37 | 0 | 0 | 0 | 0 | 0 | 0 | 0 | 0 | 1657.47 | 58.76 | 41.24 | 0 | 0 | 1495.3399 | 1949.2397 | 41.24 | 3444.5797 | 3444.55 | 0.029669
1498 | 100 | 0 | 89.51 | 0 | 0 | 0 | 0 | 0 | 0 | 0 | 0 | 1657.47 | 69.22 | 30.78 | 0 | 0 | 1495.3399 | 1454.8399 | 30.78 | 2950.1799 | 2950.24 | -0.060132
1499 | 100 | 0 | 95.65 | 0 | 0 | 0 | 0 | 0 | 0 | 0 | 0 | 1657.47 | 48.11 | 51.89 | 0 | 0 | 1495.3399 | 2452.62 | 51.89 | 3947.96 | 3947.93 | 0.029962
1500 | 100 | 0 | 101.78 | 0 | 0 | 0 | 0 | 0 | 0 | 0 | 0 | 1657.47 | 59.3 | 40.7 | 0 | 0 | 1495.3399 | 1923.7162 | 40.7 | 3419.0562 | 3419.12 | -0.063839
1501 | 88.41 | 0 | 100.81 | 0 | 0 | 0 | 0 | 0 | 0 | 0 | 0 | 1657.47 | 85.28 | 3.13 | 0 | 0 | 1495.3399 | 147.9418 | 3.13 | 1643.2817 | 1643.46 | -0.17827
1502 | 90.29 | 0 | 100.98 | 0 | 0 | 0 | 0 | 0 | 0 | 0 | 0 | 1657.47 | 85.28 | 5 | 0 | 0 | 1495.3399 | 236.3288 | 5 | 1731.6687 | 1731.93 | -0.2613
1503 | 100 | 0 | 107.12 | 0 | 0 | 0 | 0 | 0 | 0 | 0 | 0 | 1657.47 | 24.11 | 75.89 | 0 | 0 | 1495.3399 | 3586.9982 | 75.89 | 5082.3381 | 5082.4 | -0.061911
1504 | 100 | 0 | 113.26 | 0 | 0 | 0 | 0 | 0 | 0 | 0 | 0 | 1657.47 | 78.58 | 21.42 | 0 | 0 | 1495.3399 | 1012.4325 | 21.42 | 2507.7724 | 2507.93 | -0.1576
1505 | 100 | 0 | 119.39 | 0 | 0 | 0 | 0 | 0 | 0 | 0 | 0 | 1657.47 | 75.58 | 24.42 | 0 | 0 | 1495.3399 | 1154.2297 | 24.42 | 2649.5697 | 2649.63 | -0.060335
1506 | 90.25 | 0 | 119.55 | 0 | 0 | 0 | 0 | 0 | 0 | 0 | 0 | 1657.47 | 85.28 | 4.97 | 0 | 0 | 1495.3399 | 234.9108 | 4.97 | 1730.2507 | 1730.31 | -0.059276
1507 | 85.28 | 0 | 116.65 | 0 | 0 | 0 | 0 | 0 | 0 | 0 | 0 | 1657.47 | 85.28 | 0 | 0 | 0 | 1495.3399 | 0 | 0 | 1495.3399 | 1495.4 | -0.060079
1508 | 85.28 | 0 | 113.75 | 0 | 0 | 0 | 0 | 0 | 0 | 0 | 0 | 1657.47 | 85.28 | 0 | 0 | 0 | 1495.3399 | 0 | 0 | 1495.3399 | 1495.4 | -0.060079
1509 | 85.28 | 0 | 110.86 | 0 | 0 | 0 | 0 | 0 | 0 | 0 | 0 | 1657.47 | 85.28 | 0 | 0 | 0 | 1495.3399 | 0 | 0 | 1495.3399 | 1495.4 | -0.060079
1510 | 85.28 | 0 | 107.96 | 0 | 0 | 0 | 0 | 0 | 0 | 0 | 0 | 1657.47 | 85.28 | 0 | 0 | 0 | 1495.3399 | 0 | 0 | 1495.3399 | 1495.4 | -0.060079
1511 | 85.28 | 0 | 105.07 | 0 | 0 | 0 | 0 | 0 | 0 | 0 | 0 | 1657.47 | 85.28 | 0 | 0 | 0 | 1495.3399 | 0 | 0 | 1495.3399 | 1495.4 | -0.060079
1512 | 85.28 | 0 | 102.17 | 0 | 0 | 0 | 0 | 0 | 0 | 0 | 0 | 1657.47 | 85.28 | 0 | 0 | 0 | 1495.3399 | 0 | 0 | 1495.3399 | 1495.4 | -0.060079
1513 | 85.28 | 0 | 99.27 | 0 | 0 | 0 | 0 | 0 | 0 | 0 | 0 | 1657.47 | 85.28 | 0 | 0 | 0 | 1495.3399 | 0 | 0 | 1495.3399 | 1495.4 | -0.060079
1514 | 85.28 | 0 | 96.38 | 0 | 0 | 0 | 0 | 0 | 0 | 0 | 0 | 1657.47 | 85.28 | 0 | 0 | 0 | 1495.3399 | 0 | 0 | 1495.3399 | 1495.4 | -0.060079
1515 | 85.28 | 0 | 93.48 | 0 | 0 | 0 | 0 | 0 | 0 | 0 | 0 | 1657.47 | 85.28 | 0 | 0 | 0 | 1495.3399 | 0 | 0 | 1495.3399 | 1495.4 | -0.060079
1516 | 85.28 | 0 | 90.58 | 0 | 0 | 0 | 0 | 0 | 0 | 0 | 0 | 1657.47 | 85.28 | 0 | 0 | 0 | 1495.3399 | 0 | 0 | 1495.3399 | 1495.4 | -0.060079
1517 | 85.28 | 0 | 87.69 | 0 | 0 | 0 | 0 | 0 | 0 | 0 | 0 | 1657.47 | 85.28 | 0 | 0 | 0 | 1495.3399 | 0 | 0 | 1495.3399 | 1495.4 | -0.060079
1518 | 85.28 | 0 | 84.79 | 0 | 0 | 0 | 0 | 0 | 0 | 0 | 0 | 1657.47 | 85.28 | 0 | 0 | 0 | 1495.3399 | 0 | 0 | 1495.3399 | 1495.4 | -0.060079
1519 | 85.28 | 0 | 81.9 | 0 | 0 | 0 | 0 | 0 | 0 | 0 | 0 | 1657.47 | 85.28 | 0 | 0 | 0 | 1495.3399 | 0 | 0 | 1495.3399 | 1495.4 | -0.060079
1520 | 90.98 | 0 | 82.49 | 0 | 0 | 0 | 0 | 0 | 0 | 0 | 0 | 1657.47 | 85.28 | 5.7 | 0 | 0 | 1495.3399 | 269.4148 | 5.7 | 1764.7547 | 1764.58 | 0.17473
1521 | 100 | 0 | 88.63 | 0 | 0 | 0 | 0 | 0 | 0 | 0 | 0 | 1657.47 | 84 | 16 | 0 | 0 | 1495.3399 | 756.2521 | 16 | 2251.592 | 2251.67 | -0.077995
1522 | 100 | 0 | 94.77 | 0 | 0 | 0 | 0 | 0 | 0 | 0 | 0 | 1657.47 | 81.68 | 18.32 | 0 | 0 | 1495.3399 | 865.9086 | 18.32 | 2361.2486 | 2361.52 | -0.27144
1523 | 100 | 0 | 100.9 | 0 | 0 | 0 | 0 | 0 | 0 | 0 | 0 | 1657.47 | 77.12 | 22.88 | 0 | 0 | 1495.3399 | 1081.4405 | 22.88 | 2576.7804 | 2577.03 | -0.2496
1524 | 100 | 0 | 107.04 | 0 | 0 | 0 | 0 | 0 | 0 | 0 | 0 | 1657.47 | 81.37 | 18.63 | 0 | 0 | 1495.3399 | 880.561 | 18.63 | 2375.9009 | 2375.76 | 0.14094
1525 | 100 | 0 | 113.18 | 0 | 0 | 0 | 0 | 0 | 0 | 0 | 0 | 1657.47 | 80.83 | 19.17 | 0 | 0 | 1495.3399 | 906.0845 | 19.17 | 2401.4244 | 2401.64 | -0.21555
1526 | 94.16 | 0 | 115.73 | 0 | 0 | 0 | 0 | 0 | 0 | 0 | 0 | 1657.47 | 85.28 | 8.88 | 0 | 0 | 1495.3399 | 419.7199 | 8.88 | 1915.0598 | 1915.01 | 0.049828
1527 | 100 | 0 | 121.86 | 0 | 0 | 0 | 0 | 0 | 0 | 0 | 0 | 1657.47 | 78.27 | 21.73 | 0 | 0 | 1495.3399 | 1027.0849 | 21.73 | 2522.4248 | 2522.39 | 0.034783
1528 | 89.67 | 0 | 121.66 | 0 | 0 | 0 | 0 | 0 | 0 | 0 | 0 | 1657.47 | 85.28 | 4.38 | 0 | 0 | 1495.3399 | 207.024 | 4.38 | 1702.3639 | 1702.63 | -0.26607
1529 | 86.35 | 0 | 119.42 | 0 | 0 | 0 | 0 | 0 | 0 | 0 | 0 | 1657.47 | 85.28 | 1.07 | 0 | 0 | 1495.3399 | 50.5744 | 1.07 | 1545.9143 | 1546 | -0.085721
1530 | 85.28 | 0 | 116.52 | 0 | 0 | 0 | 0 | 0 | 0 | 0 | 0 | 1657.47 | 85.28 | 0 | 0 | 0 | 1495.3399 | 0 | 0 | 1495.3399 | 1495.4 | -0.060079
1531 | 85.28 | 0 | 113.63 | 0 | 0 | 0 | 0 | 0 | 0 | 0 | 0 | 1657.47 | 85.28 | 0 | 0 | 0 | 1495.3399 | 0 | 0 | 1495.3399 | 1495.4 | -0.060079
1532 | 85.28 | 0 | 110.73 | 0 | 0 | 0 | 0 | 0 | 0 | 0 | 0 | 1657.47 | 85.28 | 0 | 0 | 0 | 1495.3399 | 0 | 0 | 1495.3399 | 1495.4 | -0.060079
1533 | 85.28 | 0 | 107.83 | 0 | 0 | 0 | 0 | 0 | 0 | 0 | 0 | 1657.47 | 85.28 | 0 | 0 | 0 | 1495.3399 | 0 | 0 | 1495.3399 | 1495.4 | -0.060079
1534 | 85.28 | 0 | 104.94 | 0 | 0 | 0 | 0 | 0 | 0 | 0 | 0 | 1657.47 | 85.28 | 0 | 0 | 0 | 1495.3399 | 0 | 0 | 1495.3399 | 1495.4 | -0.060079
1535 | 85.28 | 0 | 102.04 | 0 | 0 | 0 | 0 | 0 | 0 | 0 | 0 | 1657.47 | 85.28 | 0 | 0 | 0 | 1495.3399 | 0 | 0 | 1495.3399 | 1495.4 | -0.060079
1536 | 85.28 | 0 | 99.15 | 0 | 0 | 0 | 0 | 0 | 0 | 0 | 0 | 1657.47 | 85.28 | 0 | 0 | 0 | 1495.3399 | 0 | 0 | 1495.3399 | 1495.4 | -0.060079
1537 | 85.28 | 0 | 96.25 | 0 | 0 | 0 | 0 | 0 | 0 | 0 | 0 | 1657.47 | 85.28 | 0 | 0 | 0 | 1495.3399 | 0 | 0 | 1495.3399 | 1495.4 | -0.060079
1538 | 85.28 | 0 | 93.35 | 0 | 0 | 0 | 0 | 0 | 0 | 0 | 0 | 1657.47 | 85.28 | 0 | 0 | 0 | 1495.3399 | 0 | 0 | 1495.3399 | 1495.4 | -0.060079
1539 | 85.28 | 0 | 90.46 | 0 | 0 | 0 | 0 | 0 | 0 | 0 | 0 | 1657.47 | 85.28 | 0 | 0 | 0 | 1495.3399 | 0 | 0 | 1495.3399 | 1495.4 | -0.060079
1540 | 85.28 | 0 | 87.56 | 0 | 0 | 0 | 0 | 0 | 0 | 0 | 0 | 1657.47 | 85.28 | 0 | 0 | 0 | 1495.3399 | 0 | 0 | 1495.3399 | 1495.4 | -0.060079
1541 | 85.28 | 0 | 84.66 | 0 | 0 | 0 | 0 | 0 | 0 | 0 | 0 | 1657.47 | 85.28 | 0 | 0 | 0 | 1495.3399 | 0 | 0 | 1495.3399 | 1495.4 | -0.060079
1542 | 85.28 | 0 | 81.77 | 0 | 0 | 0 | 0 | 0 | 0 | 0 | 0 | 1657.47 | 85.28 | 0 | 0 | 0 | 1495.3399 | 0 | 0 | 1495.3399 | 1495.4 | -0.060079
1543 | 85.28 | 0 | 78.87 | 0 | 0 | 0 | 0 | 0 | 0 | 0 | 0 | 1657.47 | 85.28 | 0 | 0 | 0 | 1495.3399 | 0 | 0 | 1495.3399 | 1495.4 | -0.060079
1544 | 100 | 0 | 85.01 | 0 | 0 | 0 | 0 | 0 | 0 | 0 | 0 | 1657.47 | 62.66 | 37.34 | 0 | 0 | 1495.3399 | 1764.9033 | 37.34 | 3260.2432 | 3260.31 | -0.066777
1545 | 100 | 0 | 91.15 | 0 | 0 | 0 | 0 | 0 | 0 | 0 | 0 | 1657.47 | 2.09 | 97.91 | 0 | 0 | 1495.3399 | 4627.7901 | 97.91 | 6123.13 | 6123.38 | -0.24998
1546 | 100 | 0 | 97.28 | 0 | 0 | 0 | 0 | 0 | 0 | 0 | 0 | 1657.47 | 0 | 150.6 | 50.6 | 0 | 1495.3399 | 4726.5755 | 100 | 6221.9154 | 6221.98 | -0.064551
1547 | 100 | 0 | 103.42 | 0 | 0 | 0 | 0 | 0 | 0 | 0 | 0 | 1657.47 | 0 | 186.97 | 86.97 | 0 | 1495.3399 | 4726.5755 | 100 | 6221.9154 | 6221.98 | -0.064551
1548 | 100 | 0 | 109.55 | 0 | 0 | 0 | 0 | 0 | 0 | 0 | 0 | 1657.47 | 0 | 168.12 | 68.12 | 0 | 1495.3399 | 4726.5755 | 100 | 6221.9154 | 6221.98 | -0.064551
1549 | 100 | 0 | 115.69 | 0 | 0 | 0 | 0 | 0 | 0 | 0 | 0 | 1657.47 | 0 | 119.93 | 19.93 | 0 | 1495.3399 | 4726.5755 | 100 | 6221.9154 | 6221.98 | -0.064551
1550 | 100 | 0 | 121.83 | 0 | 0 | 0 | 0 | 0 | 0 | 0 | 0 | 1657.47 | 0 | 107.22 | 7.22 | 0 | 1495.3399 | 4726.5755 | 100 | 6221.9154 | 6221.98 | -0.064551
1551 | 100 | 0 | 127.96 | 0 | 0 | 0 | 0 | 0 | 0 | 0 | 0 | 1657.47 | 10.42 | 89.58 | 0 | 0 | 1495.3399 | 4234.0664 | 89.58 | 5729.4063 | 5729.28 | 0.12628
1552 | 100 | 0 | 134.1 | 0 | 0 | 0 | 0 | 0 | 0 | 0 | 0 | 1657.47 | 82.5 | 17.5 | 0 | 0 | 1495.3399 | 827.1507 | 17.5 | 2322.4906 | 2322.35 | 0.14064
1553 | 100 | 0 | 140.24 | 0 | 0 | 0 | 0 | 0 | 0 | 0 | 0 | 1657.47 | 77.47 | 22.53 | 0 | 0 | 1495.3399 | 1064.8975 | 22.53 | 2560.2374 | 2560.4 | -0.16261
1554 | 89.82 | 0 | 140.13 | 0 | 0 | 0 | 0 | 0 | 0 | 0 | 0 | 1657.47 | 85.28 | 4.54 | 0 | 0 | 1495.3399 | 214.5865 | 4.54 | 1709.9264 | 1710.08 | -0.15355
1555 | 85.28 | 0 | 137.23 | 0 | 0 | 0 | 0 | 0 | 0 | 0 | 0 | 1657.47 | 85.28 | 0 | 0 | 0 | 1495.3399 | 0 | 0 | 1495.3399 | 1495.4 | -0.060079
1556 | 85.28 | 0 | 134.33 | 0 | 0 | 0 | 0 | 0 | 0 | 0 | 0 | 1657.47 | 85.28 | 0 | 0 | 0 | 1495.3399 | 0 | 0 | 1495.3399 | 1495.4 | -0.060079
1557 | 85.28 | 0 | 131.44 | 0 | 0 | 0 | 0 | 0 | 0 | 0 | 0 | 1657.47 | 85.28 | 0 | 0 | 0 | 1495.3399 | 0 | 0 | 1495.3399 | 1495.4 | -0.060079
1558 | 85.28 | 0 | 128.54 | 0 | 0 | 0 | 0 | 0 | 0 | 0 | 0 | 1657.47 | 85.28 | 0 | 0 | 0 | 1495.3399 | 0 | 0 | 1495.3399 | 1495.4 | -0.060079
1559 | 85.28 | 0 | 125.65 | 0 | 0 | 0 | 0 | 0 | 0 | 0 | 0 | 1657.47 | 85.28 | 0 | 0 | 0 | 1495.3399 | 0 | 0 | 1495.3399 | 1495.4 | -0.060079
1560 | 85.28 | 0 | 122.75 | 0 | 0 | 0 | 0 | 0 | 0 | 0 | 0 | 1657.47 | 85.28 | 0 | 0 | 0 | 1495.3399 | 0 | 0 | 1495.3399 | 1495.4 | -0.060079
1561 | 85.28 | 0 | 119.85 | 0 | 0 | 0 | 0 | 0 | 0 | 0 | 0 | 1657.47 | 85.28 | 0 | 0 | 0 | 1495.3399 | 0 | 0 | 1495.3399 | 1495.4 | -0.060079
1562 | 85.28 | 0 | 116.96 | 0 | 0 | 0 | 0 | 0 | 0 | 0 | 0 | 1657.47 | 85.28 | 0 | 0 | 0 | 1495.3399 | 0 | 0 | 1495.3399 | 1495.4 | -0.060079
1563 | 85.28 | 0 | 114.06 | 0 | 0 | 0 | 0 | 0 | 0 | 0 | 0 | 1657.47 | 85.28 | 0 | 0 | 0 | 1495.3399 | 0 | 0 | 1495.3399 | 1495.4 | -0.060079
1564 | 85.28 | 0 | 111.16 | 0 | 0 | 0 | 0 | 0 | 0 | 0 | 0 | 1657.47 | 85.28 | 0 | 0 | 0 | 1495.3399 | 0 | 0 | 1495.3399 | 1495.4 | -0.060079
1565 | 85.28 | 0 | 108.27 | 0 | 0 | 0 | 0 | 0 | 0 | 0 | 0 | 1657.47 | 85.28 | 0 | 0 | 0 | 1495.3399 | 0 | 0 | 1495.3399 | 1495.4 | -0.060079
1566 | 85.28 | 0 | 105.37 | 0 | 0 | 0 | 0 | 0 | 0 | 0 | 0 | 1657.47 | 85.28 | 0 | 0 | 0 | 1495.3399 | 0 | 0 | 1495.3399 | 1495.4 | -0.060079
1567 | 85.28 | 0 | 102.48 | 0 | 0 | 0 | 0 | 0 | 0 | 0 | 0 | 1657.47 | 85.28 | 0 | 0 | 0 | 1495.3399 | 0 | 0 | 1495.3399 | 1495.4 | -0.060079
1568 | 86.87 | 0 | 100.55 | 0 | 0 | 0 | 0 | 0 | 0 | 0 | 0 | 1657.47 | 85.28 | 1.59 | 0 | 0 | 1495.3399 | 75.1526 | 1.59 | 1570.4925 | 1570.33 | 0.16247
1569 | 90.73 | 0 | 101 | 0 | 0 | 0 | 0 | 0 | 0 | 0 | 0 | 1657.47 | 85.28 | 5.45 | 0 | 0 | 1495.3399 | 257.5984 | 5.45 | 1752.9383 | 1752.99 | -0.051713
1570 | 100 | 0 | 107.14 | 0 | 0 | 0 | 0 | 0 | 0 | 0 | 0 | 1657.47 | 38.89 | 61.11 | 0 | 0 | 1495.3399 | 2888.4103 | 61.11 | 4383.7502 | 4383.81 | -0.059774
1571 | 100 | 0 | 113.27 | 0 | 0 | 0 | 0 | 0 | 0 | 0 | 0 | 1657.47 | 10.52 | 89.48 | 0 | 0 | 1495.3399 | 4229.3398 | 89.48 | 5724.6797 | 5724.55 | 0.1297
1572 | 100 | 0 | 119.41 | 0 | 0 | 0 | 0 | 0 | 0 | 0 | 0 | 1657.47 | 17.73 | 82.27 | 0 | 0 | 1495.3399 | 3888.5537 | 82.27 | 5383.8936 | 5384.15 | -0.25639
1573 | 100 | 0 | 125.55 | 0 | 0 | 0 | 0 | 0 | 0 | 0 | 0 | 1657.47 | 17.11 | 82.89 | 0 | 0 | 1495.3399 | 3917.8585 | 82.89 | 5413.1984 | 5413.45 | -0.25162
1574 | 100 | 0 | 131.68 | 0 | 0 | 0 | 0 | 0 | 0 | 0 | 0 | 1657.47 | 0 | 141.13 | 41.13 | 0 | 1495.3399 | 4726.5755 | 100 | 6221.9154 | 6221.98 | -0.064551
1575 | 100 | 0 | 137.82 | 0 | 0 | 0 | 0 | 0 | 0 | 0 | 0 | 1657.47 | 0 | 162.85 | 62.85 | 0 | 1495.3399 | 4726.5755 | 100 | 6221.9154 | 6221.98 | -0.064551
1576 | 100 | 0 | 143.95 | 0 | 0 | 0 | 0 | 0 | 0 | 0 | 0 | 1657.47 | 0 | 123.21 | 23.21 | 0 | 1495.3399 | 4726.5755 | 100 | 6221.9154 | 6221.98 | -0.064551
1577 | 100 | 0 | 150.09 | 0 | 0 | 0 | 0 | 0 | 0 | 0 | 0 | 1657.47 | 27.95 | 72.05 | 0 | 0 | 1495.3399 | 3405.4977 | 72.05 | 4900.8376 | 4901.09 | -0.25241
1578 | 100 | 0 | 156.23 | 0 | 0 | 0 | 0 | 0 | 0 | 0 | 0 | 1657.47 | 81.46 | 18.54 | 0 | 0 | 1495.3399 | 876.3071 | 18.54 | 2371.647 | 2371.49 | 0.15702
1579 | 85.28 | 0 | 153.33 | 0 | 0 | 0 | 0 | 0 | 0 | 0 | 0 | 1657.47 | 85.28 | 0 | 0 | 0 | 1495.3399 | 0 | 0 | 1495.3399 | 1495.4 | -0.060079
1580 | 85.28 | 0 | 150.43 | 0 | 0 | 0 | 0 | 0 | 0 | 0 | 0 | 1657.47 | 85.28 | 0 | 0 | 0 | 1495.3399 | 0 | 0 | 1495.3399 | 1495.4 | -0.060079
1581 | 85.28 | 0 | 147.54 | 0 | 0 | 0 | 0 | 0 | 0 | 0 | 0 | 1657.47 | 85.28 | 0 | 0 | 0 | 1495.3399 | 0 | 0 | 1495.3399 | 1495.4 | -0.060079
1582 | 85.28 | 0 | 144.64 | 0 | 0 | 0 | 0 | 0 | 0 | 0 | 0 | 1657.47 | 85.28 | 0 | 0 | 0 | 1495.3399 | 0 | 0 | 1495.3399 | 1495.4 | -0.060079
1583 | 85.28 | 0 | 141.75 | 0 | 0 | 0 | 0 | 0 | 0 | 0 | 0 | 1657.47 | 85.28 | 0 | 0 | 0 | 1495.3399 | 0 | 0 | 1495.3399 | 1495.4 | -0.060079
1584 | 85.28 | 0 | 138.85 | 0 | 0 | 0 | 0 | 0 | 0 | 0 | 0 | 1657.47 | 85.28 | 0 | 0 | 0 | 1495.3399 | 0 | 0 | 1495.3399 | 1495.4 | -0.060079
1585 | 85.28 | 0 | 135.95 | 0 | 0 | 0 | 0 | 0 | 0 | 0 | 0 | 1657.47 | 85.28 | 0 | 0 | 0 | 1495.3399 | 0 | 0 | 1495.3399 | 1495.4 | -0.060079
1586 | 85.28 | 0 | 133.06 | 0 | 0 | 0 | 0 | 0 | 0 | 0 | 0 | 1657.47 | 85.28 | 0 | 0 | 0 | 1495.3399 | 0 | 0 | 1495.3399 | 1495.4 | -0.060079
1587 | 85.28 | 0 | 130.16 | 0 | 0 | 0 | 0 | 0 | 0 | 0 | 0 | 1657.47 | 85.28 | 0 | 0 | 0 | 1495.3399 | 0 | 0 | 1495.3399 | 1495.4 | -0.060079
1588 | 85.28 | 0 | 127.27 | 0 | 0 | 0 | 0 | 0 | 0 | 0 | 0 | 1657.47 | 85.28 | 0 | 0 | 0 | 1495.3399 | 0 | 0 | 1495.3399 | 1495.4 | -0.060079
1589 | 85.28 | 0 | 124.37 | 0 | 0 | 0 | 0 | 0 | 0 | 0 | 0 | 1657.47 | 85.28 | 0 | 0 | 0 | 1495.3399 | 0 | 0 | 1495.3399 | 1495.4 | -0.060079
1590 | 85.28 | 0 | 121.47 | 0 | 0 | 0 | 0 | 0 | 0 | 0 | 0 | 1657.47 | 85.28 | 0 | 0 | 0 | 1495.3399 | 0 | 0 | 1495.3399 | 1495.4 | -0.060079
1591 | 85.28 | 0 | 118.58 | 0 | 0 | 0 | 0 | 0 | 0 | 0 | 0 | 1657.47 | 85.28 | 0 | 0 | 0 | 1495.3399 | 0 | 0 | 1495.3399 | 1495.4 | -0.060079
1592 | 100 | 0 | 124.71 | 0 | 0 | 0 | 0 | 0 | 0 | 0 | 0 | 1657.47 | 55.67 | 44.33 | 0 | 0 | 1495.3399 | 2095.2909 | 44.33 | 3590.6309 | 3590.6 | 0.030852
1593 | 100 | 0 | 130.85 | 0 | 0 | 0 | 0 | 0 | 0 | 0 | 0 | 1657.47 | 0 | 103.25 | 3.25 | 0 | 1495.3399 | 4726.5755 | 100 | 6221.9154 | 6221.98 | -0.064551
1594 | 100 | 0 | 136.99 | 0 | 0 | 0 | 0 | 0 | 0 | 0 | 0 | 1657.47 | 0 | 124.62 | 24.62 | 0 | 1495.3399 | 4726.5755 | 100 | 6221.9154 | 6221.98 | -0.064551
1595 | 100 | 0 | 143.12 | 0 | 0 | 0 | 0 | 0 | 0 | 0 | 0 | 1657.47 | 0 | 158.98 | 58.98 | 0 | 1495.3399 | 4726.5755 | 100 | 6221.9154 | 6221.98 | -0.064551
1596 | 100 | 0 | 149.26 | 0 | 0 | 0 | 0 | 0 | 0 | 0 | 0 | 1657.47 | 31.72 | 68.28 | 0 | 0 | 1495.3399 | 3227.3058 | 68.28 | 4722.6457 | 4722.71 | -0.064309
1597 | 100 | 0 | 155.39 | 0 | 0 | 0 | 0 | 0 | 0 | 0 | 0 | 1657.47 | 24.57 | 75.43 | 0 | 0 | 1495.3399 | 3565.2559 | 75.43 | 5060.5958 | 5060.56 | 0.035842
1598 | 100 | 0 | 161.53 | 0 | 0 | 0 | 0 | 0 | 0 | 0 | 0 | 1657.47 | 42.18 | 57.82 | 0 | 0 | 1495.3399 | 2732.906 | 57.82 | 4228.2459 | 4228.4 | -0.15411
1599 | 100 | 0 | 167.67 | 0 | 0 | 0 | 0 | 0 | 0 | 0 | 0 | 1657.47 | 56.08 | 43.92 | 0 | 0 | 1495.3399 | 2075.912 | 43.92 | 3571.2519 | 3571.22 | 0.031893
1600 | 93.22 | 0 | 169.65 | 0 | 0 | 0 | 0 | 0 | 0 | 0 | 0 | 1657.47 | 85.28 | 7.94 | 0 | 0 | 1495.3399 | 375.2901 | 7.94 | 1870.63 | 1870.82 | -0.18998
1601 | 93.92 | 0 | 172.05 | 0 | 0 | 0 | 0 | 0 | 0 | 0 | 0 | 1657.47 | 85.28 | 8.64 | 0 | 0 | 1495.3399 | 408.3761 | 8.64 | 1903.716 | 1903.84 | -0.12395
1602 | 86.86 | 0 | 170.13 | 0 | 0 | 0 | 0 | 0 | 0 | 0 | 0 | 1657.47 | 85.28 | 1.58 | 0 | 0 | 1495.3399 | 74.6799 | 1.58 | 1570.0198 | 1570.15 | -0.13019
1603 | 85.28 | 0 | 167.23 | 0 | 0 | 0 | 0 | 0 | 0 | 0 | 0 | 1657.47 | 85.28 | 0 | 0 | 0 | 1495.3399 | 0 | 0 | 1495.3399 | 1495.4 | -0.060079
1604 | 85.28 | 0 | 164.33 | 0 | 0 | 0 | 0 | 0 | 0 | 0 | 0 | 1657.47 | 85.28 | 0 | 0 | 0 | 1495.3399 | 0 | 0 | 1495.3399 | 1495.4 | -0.060079
1605 | 85.28 | 0 | 161.44 | 0 | 0 | 0 | 0 | 0 | 0 | 0 | 0 | 1657.47 | 85.28 | 0 | 0 | 0 | 1495.3399 | 0 | 0 | 1495.3399 | 1495.4 | -0.060079
1606 | 85.28 | 0 | 158.54 | 0 | 0 | 0 | 0 | 0 | 0 | 0 | 0 | 1657.47 | 85.28 | 0 | 0 | 0 | 1495.3399 | 0 | 0 | 1495.3399 | 1495.4 | -0.060079
1607 | 85.28 | 0 | 155.65 | 0 | 0 | 0 | 0 | 0 | 0 | 0 | 0 | 1657.47 | 85.28 | 0 | 0 | 0 | 1495.3399 | 0 | 0 | 1495.3399 | 1495.4 | -0.060079
1608 | 85.28 | 0 | 152.75 | 0 | 0 | 0 | 0 | 0 | 0 | 0 | 0 | 1657.47 | 85.28 | 0 | 0 | 0 | 1495.3399 | 0 | 0 | 1495.3399 | 1495.4 | -0.060079
1609 | 85.28 | 0 | 149.85 | 0 | 0 | 0 | 0 | 0 | 0 | 0 | 0 | 1657.47 | 85.28 | 0 | 0 | 0 | 1495.3399 | 0 | 0 | 1495.3399 | 1495.4 | -0.060079
1610 | 85.28 | 0 | 146.96 | 0 | 0 | 0 | 0 | 0 | 0 | 0 | 0 | 1657.47 | 85.28 | 0 | 0 | 0 | 1495.3399 | 0 | 0 | 1495.3399 | 1495.4 | -0.060079
1611 | 85.28 | 0 | 144.06 | 0 | 0 | 0 | 0 | 0 | 0 | 0 | 0 | 1657.47 | 85.28 | 0 | 0 | 0 | 1495.3399 | 0 | 0 | 1495.3399 | 1495.4 | -0.060079
1612 | 85.28 | 0 | 141.16 | 0 | 0 | 0 | 0 | 0 | 0 | 0 | 0 | 1657.47 | 85.28 | 0 | 0 | 0 | 1495.3399 | 0 | 0 | 1495.3399 | 1495.4 | -0.060079
1613 | 85.28 | 0 | 138.27 | 0 | 0 | 0 | 0 | 0 | 0 | 0 | 0 | 1657.47 | 85.28 | 0 | 0 | 0 | 1495.3399 | 0 | 0 | 1495.3399 | 1495.4 | -0.060079
1614 | 85.28 | 0 | 135.37 | 0 | 0 | 0 | 0 | 0 | 0 | 0 | 0 | 1657.47 | 85.28 | 0 | 0 | 0 | 1495.3399 | 0 | 0 | 1495.3399 | 1495.4 | -0.060079
1615 | 85.28 | 0 | 132.48 | 0 | 0 | 0 | 0 | 0 | 0 | 0 | 0 | 1657.47 | 85.28 | 0 | 0 | 0 | 1495.3399 | 0 | 0 | 1495.3399 | 1495.4 | -0.060079
1616 | 100 | 0 | 138.61 | 0 | 0 | 0 | 0 | 0 | 0 | 0 | 0 | 1657.47 | 58.43 | 41.57 | 0 | 0 | 1495.3399 | 1964.8374 | 41.57 | 3460.1774 | 3460.15 | 0.027368
1617 | 100 | 0 | 144.75 | 0 | 0 | 0 | 0 | 0 | 0 | 0 | 0 | 1657.47 | 71.57 | 28.43 | 0 | 0 | 1495.3399 | 1343.7654 | 28.43 | 2839.1053 | 2839.17 | -0.064657
1618 | 100 | 0 | 150.88 | 0 | 0 | 0 | 0 | 0 | 0 | 0 | 0 | 1657.47 | 58.24 | 41.76 | 0 | 0 | 1495.3399 | 1973.8179 | 41.76 | 3469.1579 | 3469.13 | 0.027861
1619 | 100 | 0 | 157.02 | 0 | 0 | 0 | 0 | 0 | 0 | 0 | 0 | 1657.47 | 29.18 | 70.82 | 0 | 0 | 1495.3399 | 3347.3608 | 70.82 | 4842.7007 | 4842.58 | 0.12071
1620 | 100 | 0 | 163.16 | 0 | 0 | 0 | 0 | 0 | 0 | 0 | 0 | 1657.47 | 15.07 | 84.93 | 0 | 0 | 1495.3399 | 4014.2806 | 84.93 | 5509.6205 | 5509.49 | 0.13052
1621 | 100 | 0 | 169.29 | 0 | 0 | 0 | 0 | 0 | 0 | 0 | 0 | 1657.47 | 0 | 114.29 | 14.29 | 0 | 1495.3399 | 4726.5755 | 100 | 6221.9154 | 6221.98 | -0.064551
1622 | 100 | 0 | 175.43 | 0 | 0 | 0 | 0 | 0 | 0 | 0 | 0 | 1657.47 | 73.18 | 26.82 | 0 | 0 | 1495.3399 | 1267.6676 | 26.82 | 2763.0075 | 2762.98 | 0.027477
1623 | 100 | 0 | 181.57 | 0 | 0 | 0 | 0 | 0 | 0 | 0 | 0 | 1657.47 | 57.57 | 42.43 | 0 | 0 | 1495.3399 | 2005.486 | 42.43 | 3500.8259 | 3500.98 | -0.15408
1624 | 100 | 0 | 187.7 | 0 | 0 | 0 | 0 | 0 | 0 | 0 | 0 | 1657.47 | 69.07 | 30.93 | 0 | 0 | 1495.3399 | 1461.9298 | 30.93 | 2957.2697 | 2957.43 | -0.16027
1625 | 96.76 | 0 | 191.85 | 0 | 0 | 0 | 0 | 0 | 0 | 0 | 0 | 1657.47 | 85.28 | 11.48 | 0 | 0 | 1495.3399 | 542.6109 | 11.48 | 2037.9508 | 2037.83 | 0.12079
1626 | 87.65 | 0 | 190.4 | 0 | 0 | 0 | 0 | 0 | 0 | 0 | 0 | 1657.47 | 85.28 | 2.37 | 0 | 0 | 1495.3399 | 112.0198 | 2.37 | 1607.3598 | 1607.22 | 0.13976
1627 | 85.28 | 0 | 187.51 | 0 | 0 | 0 | 0 | 0 | 0 | 0 | 0 | 1657.47 | 85.28 | 0 | 0 | 0 | 1495.3399 | 0 | 0 | 1495.3399 | 1495.4 | -0.060079
1628 | 85.28 | 0 | 184.61 | 0 | 0 | 0 | 0 | 0 | 0 | 0 | 0 | 1657.47 | 85.28 | 0 | 0 | 0 | 1495.3399 | 0 | 0 | 1495.3399 | 1495.4 | -0.060079
1629 | 85.28 | 0 | 181.72 | 0 | 0 | 0 | 0 | 0 | 0 | 0 | 0 | 1657.47 | 85.28 | 0 | 0 | 0 | 1495.3399 | 0 | 0 | 1495.3399 | 1495.4 | -0.060079
1630 | 85.28 | 0 | 178.82 | 0 | 0 | 0 | 0 | 0 | 0 | 0 | 0 | 1657.47 | 85.28 | 0 | 0 | 0 | 1495.3399 | 0 | 0 | 1495.3399 | 1495.4 | -0.060079
1631 | 85.28 | 0 | 175.92 | 0 | 0 | 0 | 0 | 0 | 0 | 0 | 0 | 1657.47 | 85.28 | 0 | 0 | 0 | 1495.3399 | 0 | 0 | 1495.3399 | 1495.4 | -0.060079
1632 | 85.28 | 0 | 173.03 | 0 | 0 | 0 | 0 | 0 | 0 | 0 | 0 | 1657.47 | 85.28 | 0 | 0 | 0 | 1495.3399 | 0 | 0 | 1495.3399 | 1495.4 | -0.060079
1633 | 85.28 | 0 | 170.13 | 0 | 0 | 0 | 0 | 0 | 0 | 0 | 0 | 1657.47 | 85.28 | 0 | 0 | 0 | 1495.3399 | 0 | 0 | 1495.3399 | 1495.4 | -0.060079
1634 | 85.28 | 0 | 167.23 | 0 | 0 | 0 | 0 | 0 | 0 | 0 | 0 | 1657.47 | 85.28 | 0 | 0 | 0 | 1495.3399 | 0 | 0 | 1495.3399 | 1495.4 | -0.060079
1635 | 85.28 | 0 | 164.34 | 0 | 0 | 0 | 0 | 0 | 0 | 0 | 0 | 1657.47 | 85.28 | 0 | 0 | 0 | 1495.3399 | 0 | 0 | 1495.3399 | 1495.4 | -0.060079
1636 | 85.28 | 0 | 161.44 | 0 | 0 | 0 | 0 | 0 | 0 | 0 | 0 | 1657.47 | 85.28 | 0 | 0 | 0 | 1495.3399 | 0 | 0 | 1495.3399 | 1495.4 | -0.060079
1637 | 85.28 | 0 | 158.55 | 0 | 0 | 0 | 0 | 0 | 0 | 0 | 0 | 1657.47 | 85.28 | 0 | 0 | 0 | 1495.3399 | 0 | 0 | 1495.3399 | 1495.4 | -0.060079
1638 | 85.28 | 0 | 155.65 | 0 | 0 | 0 | 0 | 0 | 0 | 0 | 0 | 1657.47 | 85.28 | 0 | 0 | 0 | 1495.3399 | 0 | 0 | 1495.3399 | 1495.4 | -0.060079
1639 | 85.28 | 0 | 152.75 | 0 | 0 | 0 | 0 | 0 | 0 | 0 | 0 | 1657.47 | 85.28 | 0 | 0 | 0 | 1495.3399 | 0 | 0 | 1495.3399 | 1495.4 | -0.060079
1640 | 100 | 0 | 158.89 | 0 | 0 | 0 | 0 | 0 | 0 | 0 | 0 | 1657.47 | 76.58 | 23.42 | 0 | 0 | 1495.3399 | 1106.964 | 23.42 | 2602.3039 | 2602.37 | -0.066091
1641 | 100 | 0 | 165.03 | 0 | 0 | 0 | 0 | 0 | 0 | 0 | 0 | 1657.47 | 44.3 | 55.7 | 0 | 0 | 1495.3399 | 2632.7026 | 55.7 | 4128.0425 | 4128.29 | -0.24751
1642 | 100 | 0 | 171.16 | 0 | 0 | 0 | 0 | 0 | 0 | 0 | 0 | 1657.47 | 21.8 | 78.2 | 0 | 0 | 1495.3399 | 3696.1821 | 78.2 | 5191.522 | 5191.59 | -0.068016
1643 | 100 | 0 | 177.3 | 0 | 0 | 0 | 0 | 0 | 0 | 0 | 0 | 1657.47 | 10.29 | 89.71 | 0 | 0 | 1495.3399 | 4240.2109 | 89.71 | 5735.5508 | 5735.43 | 0.12083
1644 | 100 | 0 | 183.44 | 0 | 0 | 0 | 0 | 0 | 0 | 0 | 0 | 1657.47 | 45.49 | 54.51 | 0 | 0 | 1495.3399 | 2576.4563 | 54.51 | 4071.7962 | 4071.95 | -0.15376
1645 | 100 | 0 | 189.57 | 0 | 0 | 0 | 0 | 0 | 0 | 0 | 0 | 1657.47 | 18.49 | 81.51 | 0 | 0 | 1495.3399 | 3852.6317 | 81.51 | 5347.9716 | 5348.04 | -0.068366
1646 | 100 | 0 | 195.71 | 0 | 0 | 0 | 0 | 0 | 0 | 0 | 0 | 1657.47 | 26.24 | 73.76 | 0 | 0 | 1495.3399 | 3486.3221 | 73.76 | 4981.662 | 4981.73 | -0.06797
1647 | 97.32 | 0 | 200.2 | 0 | 0 | 0 | 0 | 0 | 0 | 0 | 0 | 1657.47 | 85.28 | 12.04 | 0 | 0 | 1495.3399 | 569.0797 | 12.04 | 2064.4196 | 2064.45 | -0.030386
1648 | 89.91 | 0 | 200.14 | 0 | 0 | 0 | 0 | 0 | 0 | 0 | 0 | 1657.47 | 85.28 | 4.63 | 0 | 0 | 1495.3399 | 218.8404 | 4.63 | 1714.1804 | 1714.07 | 0.11037
1649 | 86.79 | 0 | 198.17 | 0 | 0 | 0 | 0 | 0 | 0 | 0 | 0 | 1657.47 | 85.28 | 1.51 | 0 | 0 | 1495.3399 | 71.3713 | 1.51 | 1566.7112 | 1566.57 | 0.14121
1650 | 85.28 | 0 | 195.27 | 0 | 0 | 0 | 0 | 0 | 0 | 0 | 0 | 1657.47 | 85.28 | 0 | 0 | 0 | 1495.3399 | 0 | 0 | 1495.3399 | 1495.4 | -0.060079
1651 | 85.28 | 0 | 192.38 | 0 | 0 | 0 | 0 | 0 | 0 | 0 | 0 | 1657.47 | 85.28 | 0 | 0 | 0 | 1495.3399 | 0 | 0 | 1495.3399 | 1495.4 | -0.060079
1652 | 85.28 | 0 | 189.48 | 0 | 0 | 0 | 0 | 0 | 0 | 0 | 0 | 1657.47 | 85.28 | 0 | 0 | 0 | 1495.3399 | 0 | 0 | 1495.3399 | 1495.4 | -0.060079
1653 | 85.28 | 0 | 186.59 | 0 | 0 | 0 | 0 | 0 | 0 | 0 | 0 | 1657.47 | 85.28 | 0 | 0 | 0 | 1495.3399 | 0 | 0 | 1495.3399 | 1495.4 | -0.060079
1654 | 85.28 | 0 | 183.69 | 0 | 0 | 0 | 0 | 0 | 0 | 0 | 0 | 1657.47 | 85.28 | 0 | 0 | 0 | 1495.3399 | 0 | 0 | 1495.3399 | 1495.4 | -0.060079
1655 | 85.28 | 0 | 180.79 | 0 | 0 | 0 | 0 | 0 | 0 | 0 | 0 | 1657.47 | 85.28 | 0 | 0 | 0 | 1495.3399 | 0 | 0 | 1495.3399 | 1495.4 | -0.060079
1656 | 85.28 | 0 | 177.9 | 0 | 0 | 0 | 0 | 0 | 0 | 0 | 0 | 1657.47 | 85.28 | 0 | 0 | 0 | 1495.3399 | 0 | 0 | 1495.3399 | 1495.4 | -0.060079
1657 | 85.28 | 0 | 175 | 0 | 0 | 0 | 0 | 0 | 0 | 0 | 0 | 1657.47 | 85.28 | 0 | 0 | 0 | 1495.3399 | 0 | 0 | 1495.3399 | 1495.4 | -0.060079
1658 | 85.28 | 0 | 172.11 | 0 | 0 | 0 | 0 | 0 | 0 | 0 | 0 | 1657.47 | 85.28 | 0 | 0 | 0 | 1495.3399 | 0 | 0 | 1495.3399 | 1495.4 | -0.060079
1659 | 85.28 | 0 | 169.21 | 0 | 0 | 0 | 0 | 0 | 0 | 0 | 0 | 1657.47 | 85.28 | 0 | 0 | 0 | 1495.3399 | 0 | 0 | 1495.3399 | 1495.4 | -0.060079
1660 | 85.28 | 0 | 166.31 | 0 | 0 | 0 | 0 | 0 | 0 | 0 | 0 | 1657.47 | 85.28 | 0 | 0 | 0 | 1495.3399 | 0 | 0 | 1495.3399 | 1495.4 | -0.060079
1661 | 85.28 | 0 | 163.42 | 0 | 0 | 0 | 0 | 0 | 0 | 0 | 0 | 1657.47 | 85.28 | 0 | 0 | 0 | 1495.3399 | 0 | 0 | 1495.3399 | 1495.4 | -0.060079
1662 | 85.28 | 0 | 160.52 | 0 | 0 | 0 | 0 | 0 | 0 | 0 | 0 | 1657.47 | 85.28 | 0 | 0 | 0 | 1495.3399 | 0 | 0 | 1495.3399 | 1495.4 | -0.060079
1663 | 85.28 | 0 | 157.62 | 0 | 0 | 0 | 0 | 0 | 0 | 0 | 0 | 1657.47 | 85.28 | 0 | 0 | 0 | 1495.3399 | 0 | 0 | 1495.3399 | 1495.4 | -0.060079
1664 | 88.92 | 0 | 156.96 | 0 | 0 | 0 | 0 | 0 | 0 | 0 | 0 | 1657.47 | 85.28 | 3.64 | 0 | 0 | 1495.3399 | 172.0473 | 3.64 | 1667.3873 | 1667.53 | -0.14273
1665 | 94.84 | 0 | 159.93 | 0 | 0 | 0 | 0 | 0 | 0 | 0 | 0 | 1657.47 | 85.28 | 9.56 | 0 | 0 | 1495.3399 | 451.8606 | 9.56 | 1947.2005 | 1947.17 | 0.030541
1666 | 92.14 | 0 | 161.24 | 0 | 0 | 0 | 0 | 0 | 0 | 0 | 0 | 1657.47 | 85.28 | 6.85 | 0 | 0 | 1495.3399 | 323.7704 | 6.85 | 1819.1103 | 1819.37 | -0.25966
1667 | 88.96 | 0 | 160.6 | 0 | 0 | 0 | 0 | 0 | 0 | 0 | 0 | 1657.47 | 85.28 | 3.67 | 0 | 0 | 1495.3399 | 173.4653 | 3.67 | 1668.8052 | 1669.07 | -0.26476
1668 | 100 | 0 | 166.74 | 0 | 0 | 0 | 0 | 0 | 0 | 0 | 0 | 1657.47 | 65.43 | 34.57 | 0 | 0 | 1495.3399 | 1633.9772 | 34.57 | 3129.3171 | 3129.57 | -0.25292
1669 | 88.3 | 0 | 165.69 | 0 | 0 | 0 | 0 | 0 | 0 | 0 | 0 | 1657.47 | 85.28 | 3.02 | 0 | 0 | 1495.3399 | 142.7426 | 3.02 | 1638.0825 | 1638.12 | -0.037498
1670 | 100 | 0 | 171.83 | 0 | 0 | 0 | 0 | 0 | 0 | 0 | 0 | 1657.47 | 0 | 156.69 | 56.69 | 0 | 1495.3399 | 4726.5755 | 100 | 6221.9154 | 6221.98 | -0.064551
1671 | 100 | 0 | 177.97 | 0 | 0 | 0 | 0 | 0 | 0 | 0 | 0 | 1657.47 | 0 | 126.11 | 26.11 | 0 | 1495.3399 | 4726.5755 | 100 | 6221.9154 | 6221.98 | -0.064551
1672 | 100 | 0 | 184.1 | 0 | 0 | 0 | 0 | 0 | 0 | 0 | 0 | 1657.47 | 21.88 | 78.12 | 0 | 0 | 1495.3399 | 3692.4008 | 78.12 | 5187.7407 | 5187.9 | -0.15928
1673 | 93.85 | 0 | 186.46 | 0 | 0 | 0 | 0 | 0 | 0 | 0 | 0 | 1657.47 | 85.28 | 8.57 | 0 | 0 | 1495.3399 | 405.0675 | 8.57 | 1900.4074 | 1900.32 | 0.087443
1674 | 86.84 | 0 | 184.52 | 0 | 0 | 0 | 0 | 0 | 0 | 0 | 0 | 1657.47 | 85.28 | 1.56 | 0 | 0 | 1495.3399 | 73.7346 | 1.56 | 1569.0745 | 1568.94 | 0.1345
1675 | 85.28 | 0 | 181.63 | 0 | 0 | 0 | 0 | 0 | 0 | 0 | 0 | 1657.47 | 85.28 | 0 | 0 | 0 | 1495.3399 | 0 | 0 | 1495.3399 | 1495.4 | -0.060079
1676 | 85.28 | 0 | 178.73 | 0 | 0 | 0 | 0 | 0 | 0 | 0 | 0 | 1657.47 | 85.28 | 0 | 0 | 0 | 1495.3399 | 0 | 0 | 1495.3399 | 1495.4 | -0.060079
1677 | 85.28 | 0 | 175.83 | 0 | 0 | 0 | 0 | 0 | 0 | 0 | 0 | 1657.47 | 85.28 | 0 | 0 | 0 | 1495.3399 | 0 | 0 | 1495.3399 | 1495.4 | -0.060079
1678 | 85.28 | 0 | 172.94 | 0 | 0 | 0 | 0 | 0 | 0 | 0 | 0 | 1657.47 | 85.28 | 0 | 0 | 0 | 1495.3399 | 0 | 0 | 1495.3399 | 1495.4 | -0.060079
1679 | 85.28 | 0 | 170.04 | 0 | 0 | 0 | 0 | 0 | 0 | 0 | 0 | 1657.47 | 85.28 | 0 | 0 | 0 | 1495.3399 | 0 | 0 | 1495.3399 | 1495.4 | -0.060079
1680 | 85.28 | 0 | 167.15 | 0 | 0 | 0 | 0 | 0 | 0 | 0 | 0 | 1657.47 | 85.28 | 0 | 0 | 0 | 1495.3399 | 0 | 0 | 1495.3399 | 1495.4 | -0.060079
1681 | 85.28 | 0 | 164.25 | 0 | 0 | 0 | 0 | 0 | 0 | 0 | 0 | 1657.47 | 85.28 | 0 | 0 | 0 | 1495.3399 | 0 | 0 | 1495.3399 | 1495.4 | -0.060079
1682 | 85.28 | 0 | 161.35 | 0 | 0 | 0 | 0 | 0 | 0 | 0 | 0 | 1657.47 | 85.28 | 0 | 0 | 0 | 1495.3399 | 0 | 0 | 1495.3399 | 1495.4 | -0.060079
1683 | 85.28 | 0 | 158.46 | 0 | 0 | 0 | 0 | 0 | 0 | 0 | 0 | 1657.47 | 85.28 | 0 | 0 | 0 | 1495.3399 | 0 | 0 | 1495.3399 | 1495.4 | -0.060079
1684 | 85.28 | 0 | 155.56 | 0 | 0 | 0 | 0 | 0 | 0 | 0 | 0 | 1657.47 | 85.28 | 0 | 0 | 0 | 1495.3399 | 0 | 0 | 1495.3399 | 1495.4 | -0.060079
1685 | 85.28 | 0 | 152.66 | 0 | 0 | 0 | 0 | 0 | 0 | 0 | 0 | 1657.47 | 85.28 | 0 | 0 | 0 | 1495.3399 | 0 | 0 | 1495.3399 | 1495.4 | -0.060079
1686 | 85.28 | 0 | 149.77 | 0 | 0 | 0 | 0 | 0 | 0 | 0 | 0 | 1657.47 | 85.28 | 0 | 0 | 0 | 1495.3399 | 0 | 0 | 1495.3399 | 1495.4 | -0.060079
1687 | 85.28 | 0 | 146.87 | 0 | 0 | 0 | 0 | 0 | 0 | 0 | 0 | 1657.47 | 85.28 | 0 | 0 | 0 | 1495.3399 | 0 | 0 | 1495.3399 | 1495.4 | -0.060079
1688 | 100 | 0 | 153.01 | 0 | 0 | 0 | 0 | 0 | 0 | 0 | 0 | 1657.47 | 75.91 | 24.09 | 0 | 0 | 1495.3399 | 1138.632 | 24.09 | 2633.972 | 2633.85 | 0.12197
1689 | 100 | 0 | 159.14 | 0 | 0 | 0 | 0 | 0 | 0 | 0 | 0 | 1657.47 | 43 | 57 | 0 | 0 | 1495.3399 | 2694.1481 | 57 | 4189.488 | 4189.55 | -0.062028
1690 | 100 | 0 | 165.28 | 0 | 0 | 0 | 0 | 0 | 0 | 0 | 0 | 1657.47 | 73.96 | 26.04 | 0 | 0 | 1495.3399 | 1230.8003 | 26.04 | 2726.1402 | 2726.3 | -0.15981
1691 | 91.12 | 0 | 165.97 | 0 | 0 | 0 | 0 | 0 | 0 | 0 | 0 | 1657.47 | 85.28 | 5.84 | 0 | 0 | 1495.3399 | 276.032 | 5.84 | 1771.3719 | 1771.25 | 0.12193
1692 | 100 | 0 | 172.1 | 0 | 0 | 0 | 0 | 0 | 0 | 0 | 0 | 1657.47 | 57.12 | 42.88 | 0 | 0 | 1495.3399 | 2026.7556 | 42.88 | 3522.0955 | 3522.06 | 0.035507
1693 | 89.58 | 0 | 171.84 | 0 | 0 | 0 | 0 | 0 | 0 | 0 | 0 | 1657.47 | 85.28 | 4.29 | 0 | 0 | 1495.3399 | 202.7701 | 4.29 | 1698.11 | 1698.37 | -0.25999
1694 | 100 | 0 | 177.98 | 0 | 0 | 0 | 0 | 0 | 0 | 0 | 0 | 1657.47 | 71.59 | 28.41 | 0 | 0 | 1495.3399 | 1342.8201 | 28.41 | 2838.16 | 2838.03 | 0.13003
1695 | 100 | 0 | 184.11 | 0 | 0 | 0 | 0 | 0 | 0 | 0 | 0 | 1657.47 | 36.54 | 63.46 | 0 | 0 | 1495.3399 | 2999.4848 | 63.46 | 4494.8248 | 4494.89 | -0.065249
1696 | 100 | 0 | 190.25 | 0 | 0 | 0 | 0 | 0 | 0 | 0 | 0 | 1657.47 | 71.9 | 28.1 | 0 | 0 | 1495.3399 | 1328.1677 | 28.1 | 2823.5076 | 2823.76 | -0.25236
1697 | 100 | 0 | 196.39 | 0 | 0 | 0 | 0 | 0 | 0 | 0 | 0 | 1657.47 | 70.89 | 29.11 | 0 | 0 | 1495.3399 | 1375.9061 | 29.11 | 2871.2461 | 2871.21 | 0.036057
1698 | 92.48 | 0 | 197.9 | 0 | 0 | 0 | 0 | 0 | 0 | 0 | 0 | 1657.47 | 85.28 | 7.19 | 0 | 0 | 1495.3399 | 339.8408 | 7.19 | 1835.1807 | 1835.43 | -0.2493
1699 | 85.28 | 0 | 195.01 | 0 | 0 | 0 | 0 | 0 | 0 | 0 | 0 | 1657.47 | 85.28 | 0 | 0 | 0 | 1495.3399 | 0 | 0 | 1495.3399 | 1495.4 | -0.060079
1700 | 85.28 | 0 | 192.11 | 0 | 0 | 0 | 0 | 0 | 0 | 0 | 0 | 1657.47 | 85.28 | 0 | 0 | 0 | 1495.3399 | 0 | 0 | 1495.3399 | 1495.4 | -0.060079
1701 | 85.28 | 0 | 189.22 | 0 | 0 | 0 | 0 | 0 | 0 | 0 | 0 | 1657.47 | 85.28 | 0 | 0 | 0 | 1495.3399 | 0 | 0 | 1495.3399 | 1495.4 | -0.060079
1702 | 85.28 | 0 | 186.32 | 0 | 0 | 0 | 0 | 0 | 0 | 0 | 0 | 1657.47 | 85.28 | 0 | 0 | 0 | 1495.3399 | 0 | 0 | 1495.3399 | 1495.4 | -0.060079
1703 | 85.28 | 0 | 183.42 | 0 | 0 | 0 | 0 | 0 | 0 | 0 | 0 | 1657.47 | 85.28 | 0 | 0 | 0 | 1495.3399 | 0 | 0 | 1495.3399 | 1495.4 | -0.060079
1704 | 85.28 | 0 | 180.53 | 0 | 0 | 0 | 0 | 0 | 0 | 0 | 0 | 1657.47 | 85.28 | 0 | 0 | 0 | 1495.3399 | 0 | 0 | 1495.3399 | 1495.4 | -0.060079
1705 | 85.28 | 0 | 177.63 | 0 | 0 | 0 | 0 | 0 | 0 | 0 | 0 | 1657.47 | 85.28 | 0 | 0 | 0 | 1495.3399 | 0 | 0 | 1495.3399 | 1495.4 | -0.060079
1706 | 85.28 | 0 | 174.74 | 0 | 0 | 0 | 0 | 0 | 0 | 0 | 0 | 1657.47 | 85.28 | 0 | 0 | 0 | 1495.3399 | 0 | 0 | 1495.3399 | 1495.4 | -0.060079
1707 | 85.28 | 0 | 171.84 | 0 | 0 | 0 | 0 | 0 | 0 | 0 | 0 | 1657.47 | 85.28 | 0 | 0 | 0 | 1495.3399 | 0 | 0 | 1495.3399 | 1495.4 | -0.060079
1708 | 85.28 | 0 | 168.94 | 0 | 0 | 0 | 0 | 0 | 0 | 0 | 0 | 1657.47 | 85.28 | 0 | 0 | 0 | 1495.3399 | 0 | 0 | 1495.3399 | 1495.4 | -0.060079
1709 | 85.28 | 0 | 166.05 | 0 | 0 | 0 | 0 | 0 | 0 | 0 | 0 | 1657.47 | 85.28 | 0 | 0 | 0 | 1495.3399 | 0 | 0 | 1495.3399 | 1495.4 | -0.060079
1710 | 85.28 | 0 | 163.15 | 0 | 0 | 0 | 0 | 0 | 0 | 0 | 0 | 1657.47 | 85.28 | 0 | 0 | 0 | 1495.3399 | 0 | 0 | 1495.3399 | 1495.4 | -0.060079
1711 | 85.28 | 0 | 160.25 | 0 | 0 | 0 | 0 | 0 | 0 | 0 | 0 | 1657.47 | 85.28 | 0 | 0 | 0 | 1495.3399 | 0 | 0 | 1495.3399 | 1495.4 | -0.060079
1712 | 88.09 | 0 | 159.08 | 0 | 0 | 0 | 0 | 0 | 0 | 0 | 0 | 1657.47 | 85.28 | 2.81 | 0 | 0 | 1495.3399 | 132.8168 | 2.81 | 1628.1567 | 1628.33 | -0.17331
1713 | 92.94 | 0 | 160.89 | 0 | 0 | 0 | 0 | 0 | 0 | 0 | 0 | 1657.47 | 85.28 | 7.66 | 0 | 0 | 1495.3399 | 362.0557 | 7.66 | 1857.3956 | 1857.4 | -0.0043939
1714 | 100 | 0 | 167.02 | 0 | 0 | 0 | 0 | 0 | 0 | 0 | 0 | 1657.47 | 70.36 | 29.64 | 0 | 0 | 1495.3399 | 1400.957 | 29.64 | 2896.2969 | 2896.27 | 0.026907
1715 | 100 | 0 | 173.16 | 0 | 0 | 0 | 0 | 0 | 0 | 0 | 0 | 1657.47 | 53.6 | 46.4 | 0 | 0 | 1495.3399 | 2193.131 | 46.4 | 3688.471 | 3688.53 | -0.059034
1716 | 100 | 0 | 179.3 | 0 | 0 | 0 | 0 | 0 | 0 | 0 | 0 | 1657.47 | 44.92 | 55.08 | 0 | 0 | 1495.3399 | 2603.3978 | 55.08 | 4098.7377 | 4098.71 | 0.027722
1717 | 100 | 0 | 185.43 | 0 | 0 | 0 | 0 | 0 | 0 | 0 | 0 | 1657.47 | 52.9 | 47.1 | 0 | 0 | 1495.3399 | 2226.2171 | 47.1 | 3721.557 | 3721.81 | -0.25301
1718 | 100 | 0 | 191.57 | 0 | 0 | 0 | 0 | 0 | 0 | 0 | 0 | 1657.47 | 57.78 | 42.22 | 0 | 0 | 1495.3399 | 1995.5602 | 42.22 | 3490.9001 | 3491.15 | -0.24989
1719 | 100 | 0 | 197.71 | 0 | 0 | 0 | 0 | 0 | 0 | 0 | 0 | 1657.47 | 52.69 | 47.31 | 0 | 0 | 1495.3399 | 2236.1429 | 47.31 | 3731.4828 | 3731.74 | -0.2572
1720 | 87.01 | 0 | 195.87 | 0 | 0 | 0 | 0 | 0 | 0 | 0 | 0 | 1657.47 | 85.28 | 1.72 | 0 | 0 | 1495.3399 | 81.2971 | 1.72 | 1576.637 | 1576.93 | -0.29298
1721 | 100 | 0 | 202 | 0 | 0 | 0 | 0 | 0 | 0 | 0 | 0 | 1657.47 | 78.08 | 21.92 | 0 | 0 | 1495.3399 | 1036.0654 | 21.92 | 2531.4053 | 2531.37 | 0.035276
1722 | 90.84 | 0 | 202.52 | 0 | 0 | 0 | 0 | 0 | 0 | 0 | 0 | 1657.47 | 85.28 | 5.56 | 0 | 0 | 1495.3399 | 262.7976 | 5.56 | 1758.1375 | 1758.03 | 0.10752
1723 | 85.28 | 0 | 199.62 | 0 | 0 | 0 | 0 | 0 | 0 | 0 | 0 | 1657.47 | 85.28 | 0 | 0 | 0 | 1495.3399 | 0 | 0 | 1495.3399 | 1495.4 | -0.060079
1724 | 85.28 | 0 | 196.73 | 0 | 0 | 0 | 0 | 0 | 0 | 0 | 0 | 1657.47 | 85.28 | 0 | 0 | 0 | 1495.3399 | 0 | 0 | 1495.3399 | 1495.4 | -0.060079
1725 | 85.28 | 0 | 193.83 | 0 | 0 | 0 | 0 | 0 | 0 | 0 | 0 | 1657.47 | 85.28 | 0 | 0 | 0 | 1495.3399 | 0 | 0 | 1495.3399 | 1495.4 | -0.060079
1726 | 85.28 | 0 | 190.93 | 0 | 0 | 0 | 0 | 0 | 0 | 0 | 0 | 1657.47 | 85.28 | 0 | 0 | 0 | 1495.3399 | 0 | 0 | 1495.3399 | 1495.4 | -0.060079
1727 | 85.28 | 0 | 188.04 | 0 | 0 | 0 | 0 | 0 | 0 | 0 | 0 | 1657.47 | 85.28 | 0 | 0 | 0 | 1495.3399 | 0 | 0 | 1495.3399 | 1495.4 | -0.060079
1728 | 85.28 | 0 | 185.14 | 0 | 0 | 0 | 0 | 0 | 0 | 0 | 0 | 1657.47 | 85.28 | 0 | 0 | 0 | 1495.3399 | 0 | 0 | 1495.3399 | 1495.4 | -0.060079
1729 | 85.28 | 0 | 182.24 | 0 | 0 | 0 | 0 | 0 | 0 | 0 | 0 | 1657.47 | 85.28 | 0 | 0 | 0 | 1495.3399 | 0 | 0 | 1495.3399 | 1495.4 | -0.060079
1730 | 85.28 | 0 | 179.35 | 0 | 0 | 0 | 0 | 0 | 0 | 0 | 0 | 1657.47 | 85.28 | 0 | 0 | 0 | 1495.3399 | 0 | 0 | 1495.3399 | 1495.4 | -0.060079
1731 | 85.28 | 0 | 176.45 | 0 | 0 | 0 | 0 | 0 | 0 | 0 | 0 | 1657.47 | 85.28 | 0 | 0 | 0 | 1495.3399 | 0 | 0 | 1495.3399 | 1495.4 | -0.060079
1732 | 85.28 | 0 | 173.56 | 0 | 0 | 0 | 0 | 0 | 0 | 0 | 0 | 1657.47 | 85.28 | 0 | 0 | 0 | 1495.3399 | 0 | 0 | 1495.3399 | 1495.4 | -0.060079
1733 | 85.28 | 0 | 170.66 | 0 | 0 | 0 | 0 | 0 | 0 | 0 | 0 | 1657.47 | 85.28 | 0 | 0 | 0 | 1495.3399 | 0 | 0 | 1495.3399 | 1495.4 | -0.060079
1734 | 85.28 | 0 | 167.76 | 0 | 0 | 0 | 0 | 0 | 0 | 0 | 0 | 1657.47 | 85.28 | 0 | 0 | 0 | 1495.3399 | 0 | 0 | 1495.3399 | 1495.4 | -0.060079
1735 | 86.28 | 0 | 165.48 | 0 | 0 | 0 | 0 | 0 | 0 | 0 | 0 | 1657.47 | 85.28 | 1 | 0 | 0 | 1495.3399 | 47.2658 | 1 | 1542.6057 | 1542.69 | -0.084324
1736 | 100 | 0 | 171.62 | 0 | 0 | 0 | 0 | 0 | 0 | 0 | 0 | 1657.47 | 61.62 | 38.38 | 0 | 0 | 1495.3399 | 1814.0597 | 38.38 | 3309.3996 | 3309.27 | 0.12961
1737 | 100 | 0 | 177.75 | 0 | 0 | 0 | 0 | 0 | 0 | 0 | 0 | 1657.47 | 12.56 | 87.44 | 0 | 0 | 1495.3399 | 4132.9176 | 87.44 | 5628.2576 | 5628.32 | -0.062437
1738 | 100 | 0 | 183.89 | 0 | 0 | 0 | 0 | 0 | 0 | 0 | 0 | 1657.47 | 0 | 134.82 | 34.82 | 0 | 1495.3399 | 4726.5755 | 100 | 6221.9154 | 6221.98 | -0.064551
1739 | 100 | 0 | 190.03 | 0 | 0 | 0 | 0 | 0 | 0 | 0 | 0 | 1657.47 | 0 | 161.83 | 61.83 | 0 | 1495.3399 | 4726.5755 | 100 | 6221.9154 | 6221.98 | -0.064551
1740 | 100 | 0 | 196.16 | 0 | 0 | 0 | 0 | 0 | 0 | 0 | 0 | 1657.47 | 0 | 173.9 | 73.9 | 0 | 1495.3399 | 4726.5755 | 100 | 6221.9154 | 6221.98 | -0.064551
1741 | 100 | 0 | 202.3 | 0 | 0 | 0 | 0 | 0 | 0 | 0 | 0 | 1657.47 | 0 | 152.14 | 52.14 | 0 | 1495.3399 | 4726.5755 | 100 | 6221.9154 | 6221.98 | -0.064551
1742 | 100 | 0 | 208.44 | 0 | 0 | 0 | 0 | 0 | 0 | 0 | 0 | 1657.47 | 0 | 200 | 100 | 0 | 1495.3399 | 4726.5755 | 100 | 6221.9154 | 6221.98 | -0.064551
1743 | 100 | 0 | 214.57 | 0 | 0 | 0 | 0 | 0 | 0 | 0 | 0 | 1657.47 | 0 | 143.49 | 43.49 | 0 | 1495.3399 | 4726.5755 | 100 | 6221.9154 | 6221.98 | -0.064551
1744 | 100 | 0 | 220.71 | 0 | 0 | 0 | 0 | 0 | 0 | 0 | 0 | 1657.47 | 0 | 132.85 | 32.85 | 0 | 1495.3399 | 4726.5755 | 100 | 6221.9154 | 6221.98 | -0.064551
1745 | 100 | 0 | 226.84 | 0 | 0 | 0 | 0 | 0 | 0 | 0 | 0 | 1657.47 | 23.22 | 76.78 | 0 | 0 | 1495.3399 | 3629.0647 | 76.78 | 5124.4046 | 5124.66 | -0.25539
1746 | 100 | 0 | 232.98 | 0 | 0 | 0 | 0 | 0 | 0 | 0 | 0 | 1657.47 | 78.92 | 21.08 | 0 | 0 | 1495.3399 | 996.3621 | 21.08 | 2491.702 | 2491.67 | 0.032042
1747 | 85.28 | 0 | 230.08 | 0 | 0 | 0 | 0 | 0 | 0 | 0 | 0 | 1657.47 | 85.28 | 0 | 0 | 0 | 1495.3399 | 0 | 0 | 1495.3399 | 1495.4 | -0.060079
1748 | 85.28 | 0 | 227.19 | 0 | 0 | 0 | 0 | 0 | 0 | 0 | 0 | 1657.47 | 85.28 | 0 | 0 | 0 | 1495.3399 | 0 | 0 | 1495.3399 | 1495.4 | -0.060079
1749 | 85.28 | 0 | 224.29 | 0 | 0 | 0 | 0 | 0 | 0 | 0 | 0 | 1657.47 | 85.28 | 0 | 0 | 0 | 1495.3399 | 0 | 0 | 1495.3399 | 1495.4 | -0.060079
1750 | 85.28 | 0 | 221.4 | 0 | 0 | 0 | 0 | 0 | 0 | 0 | 0 | 1657.47 | 85.28 | 0 | 0 | 0 | 1495.3399 | 0 | 0 | 1495.3399 | 1495.4 | -0.060079
1751 | 85.28 | 0 | 218.5 | 0 | 0 | 0 | 0 | 0 | 0 | 0 | 0 | 1657.47 | 85.28 | 0 | 0 | 0 | 1495.3399 | 0 | 0 | 1495.3399 | 1495.4 | -0.060079
1752 | 85.28 | 0 | 215.6 | 0 | 0 | 0 | 0 | 0 | 0 | 0 | 0 | 1657.47 | 85.28 | 0 | 0 | 0 | 1495.3399 | 0 | 0 | 1495.3399 | 1495.4 | -0.060079
1753 | 85.28 | 0 | 212.71 | 0 | 0 | 0 | 0 | 0 | 0 | 0 | 0 | 1657.47 | 85.28 | 0 | 0 | 0 | 1495.3399 | 0 | 0 | 1495.3399 | 1495.4 | -0.060079
1754 | 85.28 | 0 | 209.81 | 0 | 0 | 0 | 0 | 0 | 0 | 0 | 0 | 1657.47 | 85.28 | 0 | 0 | 0 | 1495.3399 | 0 | 0 | 1495.3399 | 1495.4 | -0.060079
1755 | 85.28 | 0 | 206.92 | 0 | 0 | 0 | 0 | 0 | 0 | 0 | 0 | 1657.47 | 85.28 | 0 | 0 | 0 | 1495.3399 | 0 | 0 | 1495.3399 | 1495.4 | -0.060079
1756 | 85.28 | 0 | 204.02 | 0 | 0 | 0 | 0 | 0 | 0 | 0 | 0 | 1657.47 | 85.28 | 0 | 0 | 0 | 1495.3399 | 0 | 0 | 1495.3399 | 1495.4 | -0.060079
1757 | 85.28 | 0 | 201.12 | 0 | 0 | 0 | 0 | 0 | 0 | 0 | 0 | 1657.47 | 85.28 | 0 | 0 | 0 | 1495.3399 | 0 | 0 | 1495.3399 | 1495.4 | -0.060079
1758 | 85.28 | 0 | 198.23 | 0 | 0 | 0 | 0 | 0 | 0 | 0 | 0 | 1657.47 | 85.28 | 0 | 0 | 0 | 1495.3399 | 0 | 0 | 1495.3399 | 1495.4 | -0.060079
1759 | 86.97 | 0 | 196.37 | 0 | 0 | 0 | 0 | 0 | 0 | 0 | 0 | 1657.47 | 85.28 | 1.69 | 0 | 0 | 1495.3399 | 79.8791 | 1.69 | 1575.219 | 1575.35 | -0.13095
1760 | 100 | 0 | 202.5 | 0 | 0 | 0 | 0 | 0 | 0 | 0 | 0 | 1657.47 | 52.86 | 47.14 | 0 | 0 | 1495.3399 | 2228.1077 | 47.14 | 3723.4476 | 3723.42 | 0.027625
1761 | 100 | 0 | 208.64 | 0 | 0 | 0 | 0 | 0 | 0 | 0 | 0 | 1657.47 | 0 | 105.9 | 5.9 | 0 | 1495.3399 | 4726.5755 | 100 | 6221.9154 | 6221.98 | -0.064551
1762 | 100 | 0 | 214.78 | 0 | 0 | 0 | 0 | 0 | 0 | 0 | 0 | 1657.47 | 0 | 152.64 | 52.64 | 0 | 1495.3399 | 4726.5755 | 100 | 6221.9154 | 6221.98 | -0.064551
1763 | 100 | 0 | 220.91 | 0 | 0 | 0 | 0 | 0 | 0 | 0 | 0 | 1657.47 | 0 | 186.58 | 86.58 | 0 | 1495.3399 | 4726.5755 | 100 | 6221.9154 | 6221.98 | -0.064551
1764 | 100 | 0 | 227.05 | 0 | 0 | 0 | 0 | 0 | 0 | 0 | 0 | 1657.47 | 0 | 200 | 100 | 0 | 1495.3399 | 4726.5755 | 100 | 6221.9154 | 6221.98 | -0.064551
1765 | 100 | 0 | 233.19 | 0 | 0 | 0 | 0 | 0 | 0 | 0 | 0 | 1657.47 | 0 | 200 | 100 | 0 | 1495.3399 | 4726.5755 | 100 | 6221.9154 | 6221.98 | -0.064551
1766 | 100 | 0 | 239.32 | 0 | 0 | 0 | 0 | 0 | 0 | 0 | 0 | 1657.47 | 0 | 200 | 100 | 0 | 1495.3399 | 4726.5755 | 100 | 6221.9154 | 6221.98 | -0.064551
1767 | 100 | 0 | 245.46 | 0 | 0 | 0 | 0 | 0 | 0 | 0 | 0 | 1657.47 | 0 | 174.99 | 74.99 | 0 | 1495.3399 | 4726.5755 | 100 | 6221.9154 | 6221.98 | -0.064551
1768 | 100 | 0 | 251.59 | 0 | 0 | 0 | 0 | 0 | 0 | 0 | 0 | 1657.47 | 0 | 134.78 | 34.78 | 0 | 1495.3399 | 4726.5755 | 100 | 6221.9154 | 6221.98 | -0.064551
1769 | 100 | 0 | 257.73 | 0 | 0 | 0 | 0 | 0 | 0 | 0 | 0 | 1657.47 | 19.48 | 80.52 | 0 | 0 | 1495.3399 | 3805.8386 | 80.52 | 5301.1785 | 5301.43 | -0.25146
1770 | 100 | 0 | 263.87 | 0 | 0 | 0 | 0 | 0 | 0 | 0 | 0 | 1657.47 | 77.04 | 22.96 | 0 | 0 | 1495.3399 | 1085.2217 | 22.96 | 2580.5617 | 2580.63 | -0.068338
1771 | 85.28 | 0 | 260.97 | 0 | 0 | 0 | 0 | 0 | 0 | 0 | 0 | 1657.47 | 85.28 | 0 | 0 | 0 | 1495.3399 | 0 | 0 | 1495.3399 | 1495.4 | -0.060079
1772 | 85.28 | 0 | 258.07 | 0 | 0 | 0 | 0 | 0 | 0 | 0 | 0 | 1657.47 | 85.28 | 0 | 0 | 0 | 1495.3399 | 0 | 0 | 1495.3399 | 1495.4 | -0.060079
1773 | 85.28 | 0 | 255.18 | 0 | 0 | 0 | 0 | 0 | 0 | 0 | 0 | 1657.47 | 85.28 | 0 | 0 | 0 | 1495.3399 | 0 | 0 | 1495.3399 | 1495.4 | -0.060079
1774 | 85.28 | 0 | 252.28 | 0 | 0 | 0 | 0 | 0 | 0 | 0 | 0 | 1657.47 | 85.28 | 0 | 0 | 0 | 1495.3399 | 0 | 0 | 1495.3399 | 1495.4 | -0.060079
1775 | 85.28 | 0 | 249.39 | 0 | 0 | 0 | 0 | 0 | 0 | 0 | 0 | 1657.47 | 85.28 | 0 | 0 | 0 | 1495.3399 | 0 | 0 | 1495.3399 | 1495.4 | -0.060079
1776 | 85.28 | 0 | 246.49 | 0 | 0 | 0 | 0 | 0 | 0 | 0 | 0 | 1657.47 | 85.28 | 0 | 0 | 0 | 1495.3399 | 0 | 0 | 1495.3399 | 1495.4 | -0.060079
1777 | 85.28 | 0 | 243.59 | 0 | 0 | 0 | 0 | 0 | 0 | 0 | 0 | 1657.47 | 85.28 | 0 | 0 | 0 | 1495.3399 | 0 | 0 | 1495.3399 | 1495.4 | -0.060079
1778 | 85.28 | 0 | 240.7 | 0 | 0 | 0 | 0 | 0 | 0 | 0 | 0 | 1657.47 | 85.28 | 0 | 0 | 0 | 1495.3399 | 0 | 0 | 1495.3399 | 1495.4 | -0.060079
1779 | 85.28 | 0 | 237.8 | 0 | 0 | 0 | 0 | 0 | 0 | 0 | 0 | 1657.47 | 85.28 | 0 | 0 | 0 | 1495.3399 | 0 | 0 | 1495.3399 | 1495.4 | -0.060079
1780 | 85.28 | 0 | 234.91 | 0 | 0 | 0 | 0 | 0 | 0 | 0 | 0 | 1657.47 | 85.28 | 0 | 0 | 0 | 1495.3399 | 0 | 0 | 1495.3399 | 1495.4 | -0.060079
1781 | 85.28 | 0 | 232.01 | 0 | 0 | 0 | 0 | 0 | 0 | 0 | 0 | 1657.47 | 85.28 | 0 | 0 | 0 | 1495.3399 | 0 | 0 | 1495.3399 | 1495.4 | -0.060079
1782 | 85.28 | 0 | 229.11 | 0 | 0 | 0 | 0 | 0 | 0 | 0 | 0 | 1657.47 | 85.28 | 0 | 0 | 0 | 1495.3399 | 0 | 0 | 1495.3399 | 1495.4 | -0.060079
1783 | 87.85 | 0 | 227.79 | 0 | 0 | 0 | 0 | 0 | 0 | 0 | 0 | 1657.47 | 85.28 | 2.57 | 0 | 0 | 1495.3399 | 121.473 | 2.57 | 1616.8129 | 1616.67 | 0.14291
1784 | 100 | 0 | 233.93 | 0 | 0 | 0 | 0 | 0 | 0 | 0 | 0 | 1657.47 | 50.82 | 49.18 | 0 | 0 | 1495.3399 | 2324.5298 | 49.18 | 3819.8698 | 3820.03 | -0.16023
1785 | 100 | 0 | 240.06 | 0 | 0 | 0 | 0 | 0 | 0 | 0 | 0 | 1657.47 | 0 | 108 | 8 | 0 | 1495.3399 | 4726.5755 | 100 | 6221.9154 | 6221.98 | -0.064551
1786 | 100 | 0 | 246.2 | 0 | 0 | 0 | 0 | 0 | 0 | 0 | 0 | 1657.47 | 0 | 154.31 | 54.31 | 0 | 1495.3399 | 4726.5755 | 100 | 6221.9154 | 6221.98 | -0.064551
1787 | 100 | 0 | 252.34 | 0 | 0 | 0 | 0 | 0 | 0 | 0 | 0 | 1657.47 | 0 | 181.95 | 81.95 | 0 | 1495.3399 | 4726.5755 | 100 | 6221.9154 | 6221.98 | -0.064551
1788 | 100 | 0 | 258.47 | 0 | 0 | 0 | 0 | 0 | 0 | 0 | 0 | 1657.47 | 0 | 196.19 | 96.19 | 0 | 1495.3399 | 4726.5755 | 100 | 6221.9154 | 6221.98 | -0.064551
1789 | 100 | 0 | 264.61 | 0 | 0 | 0 | 0 | 0 | 0 | 0 | 0 | 1657.47 | 0 | 199.51 | 99.51 | 0 | 1495.3399 | 4726.5755 | 100 | 6221.9154 | 6221.98 | -0.064551
1790 | 100 | 0 | 270.75 | 0 | 0 | 0 | 0 | 0 | 0 | 0 | 0 | 1657.47 | 0 | 191.54 | 91.54 | 0 | 1495.3399 | 4726.5755 | 100 | 6221.9154 | 6221.98 | -0.064551
1791 | 100 | 0 | 276.88 | 0 | 0 | 0 | 0 | 0 | 0 | 0 | 0 | 1657.47 | 0 | 168.49 | 68.49 | 0 | 1495.3399 | 4726.5755 | 100 | 6221.9154 | 6221.98 | -0.064551
1792 | 100 | 0 | 283.02 | 0 | 0 | 0 | 0 | 0 | 0 | 0 | 0 | 1657.47 | 0 | 131.42 | 31.42 | 0 | 1495.3399 | 4726.5755 | 100 | 6221.9154 | 6221.98 | -0.064551
1793 | 100 | 0 | 289.15 | 0 | 0 | 0 | 0 | 0 | 0 | 0 | 0 | 1657.47 | 21.01 | 78.99 | 0 | 0 | 1495.3399 | 3733.522 | 78.99 | 5228.8619 | 5229.02 | -0.15807
1794 | 100 | 0 | 295.29 | 0 | 0 | 0 | 0 | 0 | 0 | 0 | 0 | 1657.47 | 76.67 | 23.33 | 0 | 0 | 1495.3399 | 1102.7101 | 23.33 | 2598.05 | 2598.11 | -0.060009
1795 | 85.28 | 0 | 292.39 | 0 | 0 | 0 | 0 | 0 | 0 | 0 | 0 | 1657.47 | 85.28 | 0 | 0 | 0 | 1495.3399 | 0 | 0 | 1495.3399 | 1495.4 | -0.060079
1796 | 85.28 | 0 | 289.5 | 0 | 0 | 0 | 0 | 0 | 0 | 0 | 0 | 1657.47 | 85.28 | 0 | 0 | 0 | 1495.3399 | 0 | 0 | 1495.3399 | 1495.4 | -0.060079
1797 | 85.28 | 0 | 286.6 | 0 | 0 | 0 | 0 | 0 | 0 | 0 | 0 | 1657.47 | 85.28 | 0 | 0 | 0 | 1495.3399 | 0 | 0 | 1495.3399 | 1495.4 | -0.060079
1798 | 85.28 | 0 | 283.71 | 0 | 0 | 0 | 0 | 0 | 0 | 0 | 0 | 1657.47 | 85.28 | 0 | 0 | 0 | 1495.3399 | 0 | 0 | 1495.3399 | 1495.4 | -0.060079
1799 | 85.28 | 0 | 280.81 | 0 | 0 | 0 | 0 | 0 | 0 | 0 | 0 | 1657.47 | 85.28 | 0 | 0 | 0 | 1495.3399 | 0 | 0 | 1495.3399 | 1495.4 | -0.060079
1800 | 85.28 | 0 | 277.91 | 0 | 0 | 0 | 0 | 0 | 0 | 0 | 0 | 1657.47 | 85.28 | 0 | 0 | 0 | 1495.3399 | 0 | 0 | 1495.3399 | 1495.4 | -0.060079
1801 | 85.28 | 0 | 275.02 | 0 | 0 | 0 | 0 | 0 | 0 | 0 | 0 | 1657.47 | 85.28 | 0 | 0 | 0 | 1495.3399 | 0 | 0 | 1495.3399 | 1495.4 | -0.060079
1802 | 85.28 | 0 | 272.12 | 0 | 0 | 0 | 0 | 0 | 0 | 0 | 0 | 1657.47 | 85.28 | 0 | 0 | 0 | 1495.3399 | 0 | 0 | 1495.3399 | 1495.4 | -0.060079
1803 | 85.28 | 0 | 269.22 | 0 | 0 | 0 | 0 | 0 | 0 | 0 | 0 | 1657.47 | 85.28 | 0 | 0 | 0 | 1495.3399 | 0 | 0 | 1495.3399 | 1495.4 | -0.060079
1804 | 85.28 | 0 | 266.33 | 0 | 0 | 0 | 0 | 0 | 0 | 0 | 0 | 1657.47 | 85.28 | 0 | 0 | 0 | 1495.3399 | 0 | 0 | 1495.3399 | 1495.4 | -0.060079
1805 | 85.28 | 0 | 263.43 | 0 | 0 | 0 | 0 | 0 | 0 | 0 | 0 | 1657.47 | 85.28 | 0 | 0 | 0 | 1495.3399 | 0 | 0 | 1495.3399 | 1495.4 | -0.060079
1806 | 85.28 | 0 | 260.54 | 0 | 0 | 0 | 0 | 0 | 0 | 0 | 0 | 1657.47 | 85.28 | 0 | 0 | 0 | 1495.3399 | 0 | 0 | 1495.3399 | 1495.4 | -0.060079
1807 | 88.18 | 0 | 259.42 | 0 | 0 | 0 | 0 | 0 | 0 | 0 | 0 | 1657.47 | 85.28 | 2.9 | 0 | 0 | 1495.3399 | 137.0707 | 2.9 | 1632.4106 | 1632.46 | -0.049389
1808 | 100 | 0 | 265.56 | 0 | 0 | 0 | 0 | 0 | 0 | 0 | 0 | 1657.47 | 49.13 | 50.87 | 0 | 0 | 1495.3399 | 2404.409 | 50.87 | 3899.7489 | 3899.81 | -0.061108
1809 | 100 | 0 | 271.69 | 0 | 0 | 0 | 0 | 0 | 0 | 0 | 0 | 1657.47 | 0 | 109.35 | 9.35 | 0 | 1495.3399 | 4726.5755 | 100 | 6221.9154 | 6221.98 | -0.064551
1810 | 100 | 0 | 277.83 | 0 | 0 | 0 | 0 | 0 | 0 | 0 | 0 | 1657.47 | 0 | 155.59 | 55.59 | 0 | 1495.3399 | 4726.5755 | 100 | 6221.9154 | 6221.98 | -0.064551
1811 | 100 | 0 | 283.96 | 0 | 0 | 0 | 0 | 0 | 0 | 0 | 0 | 1657.47 | 0 | 188.1 | 88.1 | 0 | 1495.3399 | 4726.5755 | 100 | 6221.9154 | 6221.98 | -0.064551
1812 | 100 | 0 | 290.1 | 0 | 0 | 0 | 0 | 0 | 0 | 0 | 0 | 1657.47 | 0 | 200 | 100 | 0 | 1495.3399 | 4726.5755 | 100 | 6221.9154 | 6221.98 | -0.064551
1813 | 100 | 0 | 296.24 | 0 | 0 | 0 | 0 | 0 | 0 | 0 | 0 | 1657.47 | 0 | 200 | 100 | 0 | 1495.3399 | 4726.5755 | 100 | 6221.9154 | 6221.98 | -0.064551
1814 | 100 | 0 | 302.37 | 0 | 0 | 0 | 0 | 0 | 0 | 0 | 0 | 1657.47 | 0 | 199.13 | 99.13 | 0 | 1495.3399 | 4726.5755 | 100 | 6221.9154 | 6221.98 | -0.064551
1815 | 100 | 0 | 308.51 | 0 | 0 | 0 | 0 | 0 | 0 | 0 | 0 | 1657.47 | 0 | 173.14 | 73.14 | 0 | 1495.3399 | 4726.5755 | 100 | 6221.9154 | 6221.98 | -0.064551
1816 | 100 | 0 | 314.65 | 0 | 0 | 0 | 0 | 0 | 0 | 0 | 0 | 1657.47 | 0 | 132.82 | 32.82 | 0 | 1495.3399 | 4726.5755 | 100 | 6221.9154 | 6221.98 | -0.064551
1817 | 100 | 0 | 320.78 | 0 | 0 | 0 | 0 | 0 | 0 | 0 | 0 | 1657.47 | 20.58 | 79.42 | 0 | 0 | 1495.3399 | 3753.8463 | 79.42 | 5249.1862 | 5249.06 | 0.12621
1818 | 100 | 0 | 326.92 | 0 | 0 | 0 | 0 | 0 | 0 | 0 | 0 | 1657.47 | 76.61 | 23.39 | 0 | 0 | 1495.3399 | 1105.546 | 23.39 | 2600.8859 | 2600.85 | 0.035937
1819 | 85.28 | 0 | 324.02 | 0 | 0 | 0 | 0 | 0 | 0 | 0 | 0 | 1657.47 | 85.28 | 0 | 0 | 0 | 1495.3399 | 0 | 0 | 1495.3399 | 1495.4 | -0.060079
1820 | 85.28 | 0 | 321.13 | 0 | 0 | 0 | 0 | 0 | 0 | 0 | 0 | 1657.47 | 85.28 | 0 | 0 | 0 | 1495.3399 | 0 | 0 | 1495.3399 | 1495.4 | -0.060079
1821 | 85.28 | 0 | 318.23 | 0 | 0 | 0 | 0 | 0 | 0 | 0 | 0 | 1657.47 | 85.28 | 0 | 0 | 0 | 1495.3399 | 0 | 0 | 1495.3399 | 1495.4 | -0.060079
1822 | 85.28 | 0 | 315.33 | 0 | 0 | 0 | 0 | 0 | 0 | 0 | 0 | 1657.47 | 85.28 | 0 | 0 | 0 | 1495.3399 | 0 | 0 | 1495.3399 | 1495.4 | -0.060079
1823 | 85.28 | 0 | 312.44 | 0 | 0 | 0 | 0 | 0 | 0 | 0 | 0 | 1657.47 | 85.28 | 0 | 0 | 0 | 1495.3399 | 0 | 0 | 1495.3399 | 1495.4 | -0.060079
1824 | 85.28 | 0 | 309.54 | 0 | 0 | 0 | 0 | 0 | 0 | 0 | 0 | 1657.47 | 85.28 | 0 | 0 | 0 | 1495.3399 | 0 | 0 | 1495.3399 | 1495.4 | -0.060079
1825 | 85.28 | 0 | 306.65 | 0 | 0 | 0 | 0 | 0 | 0 | 0 | 0 | 1657.47 | 85.28 | 0 | 0 | 0 | 1495.3399 | 0 | 0 | 1495.3399 | 1495.4 | -0.060079
1826 | 85.28 | 0 | 303.75 | 0 | 0 | 0 | 0 | 0 | 0 | 0 | 0 | 1657.47 | 85.28 | 0 | 0 | 0 | 1495.3399 | 0 | 0 | 1495.3399 | 1495.4 | -0.060079
1827 | 85.28 | 0 | 300.85 | 0 | 0 | 0 | 0 | 0 | 0 | 0 | 0 | 1657.47 | 85.28 | 0 | 0 | 0 | 1495.3399 | 0 | 0 | 1495.3399 | 1495.4 | -0.060079
1828 | 85.28 | 0 | 297.96 | 0 | 0 | 0 | 0 | 0 | 0 | 0 | 0 | 1657.47 | 85.28 | 0 | 0 | 0 | 1495.3399 | 0 | 0 | 1495.3399 | 1495.4 | -0.060079
1829 | 85.28 | 0 | 295.06 | 0 | 0 | 0 | 0 | 0 | 0 | 0 | 0 | 1657.47 | 85.28 | 0 | 0 | 0 | 1495.3399 | 0 | 0 | 1495.3399 | 1495.4 | -0.060079
1830 | 85.28 | 0 | 292.16 | 0 | 0 | 0 | 0 | 0 | 0 | 0 | 0 | 1657.47 | 85.28 | 0 | 0 | 0 | 1495.3399 | 0 | 0 | 1495.3399 | 1495.4 | -0.060079
1831 | 88.89 | 0 | 291.48 | 0 | 0 | 0 | 0 | 0 | 0 | 0 | 0 | 1657.47 | 85.28 | 3.61 | 0 | 0 | 1495.3399 | 170.6294 | 3.61 | 1665.9693 | 1665.84 | 0.1293
1832 | 100 | 0 | 297.62 | 0 | 0 | 0 | 0 | 0 | 0 | 0 | 0 | 1657.47 | 48.78 | 51.22 | 0 | 0 | 1495.3399 | 2420.952 | 51.22 | 3916.2919 | 3916.17 | 0.12191
1833 | 100 | 0 | 303.75 | 0 | 0 | 0 | 0 | 0 | 0 | 0 | 0 | 1657.47 | 0 | 110.33 | 10.33 | 0 | 1495.3399 | 4726.5755 | 100 | 6221.9154 | 6221.98 | -0.064551
1834 | 100 | 0 | 309.89 | 0 | 0 | 0 | 0 | 0 | 0 | 0 | 0 | 1657.47 | 0 | 157.08 | 57.08 | 0 | 1495.3399 | 4726.5755 | 100 | 6221.9154 | 6221.98 | -0.064551
1835 | 100 | 0 | 316.03 | 0 | 0 | 0 | 0 | 0 | 0 | 0 | 0 | 1657.47 | 0 | 186.15 | 86.15 | 0 | 1495.3399 | 4726.5755 | 100 | 6221.9154 | 6221.98 | -0.064551
1836 | 100 | 0 | 322.16 | 0 | 0 | 0 | 0 | 0 | 0 | 0 | 0 | 1657.47 | 0 | 200 | 100 | 0 | 1495.3399 | 4726.5755 | 100 | 6221.9154 | 6221.98 | -0.064551
1837 | 100 | 0 | 328.3 | 0 | 0 | 0 | 0 | 0 | 0 | 0 | 0 | 1657.47 | 0 | 200 | 100 | 0 | 1495.3399 | 4726.5755 | 100 | 6221.9154 | 6221.98 | -0.064551
1838 | 100 | 0 | 334.43 | 0 | 0 | 0 | 0 | 0 | 0 | 0 | 0 | 1657.47 | 0 | 192.52 | 92.52 | 0 | 1495.3399 | 4726.5755 | 100 | 6221.9154 | 6221.98 | -0.064551
1839 | 100 | 0 | 340.57 | 0 | 0 | 0 | 0 | 0 | 0 | 0 | 0 | 1657.47 | 0 | 168.99 | 68.99 | 0 | 1495.3399 | 4726.5755 | 100 | 6221.9154 | 6221.98 | -0.064551
1840 | 100 | 0 | 346.71 | 0 | 0 | 0 | 0 | 0 | 0 | 0 | 0 | 1657.47 | 0 | 131.28 | 31.28 | 0 | 1495.3399 | 4726.5755 | 100 | 6221.9154 | 6221.98 | -0.064551
1841 | 100 | 0 | 352.84 | 0 | 0 | 0 | 0 | 0 | 0 | 0 | 0 | 1657.47 | 20.7 | 79.3 | 0 | 0 | 1495.3399 | 3748.1744 | 79.3 | 5243.5143 | 5243.58 | -0.065685
1842 | 100 | 0 | 358.98 | 0 | 0 | 0 | 0 | 0 | 0 | 0 | 0 | 1657.47 | 76.43 | 23.57 | 0 | 0 | 1495.3399 | 1114.0539 | 23.57 | 2609.3938 | 2609.46 | -0.066227
1843 | 85.28 | 0 | 356.08 | 0 | 0 | 0 | 0 | 0 | 0 | 0 | 0 | 1657.47 | 85.28 | 0 | 0 | 0 | 1495.3399 | 0 | 0 | 1495.3399 | 1495.4 | -0.060079
1844 | 85.28 | 0 | 353.19 | 0 | 0 | 0 | 0 | 0 | 0 | 0 | 0 | 1657.47 | 85.28 | 0 | 0 | 0 | 1495.3399 | 0 | 0 | 1495.3399 | 1495.4 | -0.060079
1845 | 85.28 | 0 | 350.29 | 0 | 0 | 0 | 0 | 0 | 0 | 0 | 0 | 1657.47 | 85.28 | 0 | 0 | 0 | 1495.3399 | 0 | 0 | 1495.3399 | 1495.4 | -0.060079
1846 | 85.28 | 0 | 347.4 | 0 | 0 | 0 | 0 | 0 | 0 | 0 | 0 | 1657.47 | 85.28 | 0 | 0 | 0 | 1495.3399 | 0 | 0 | 1495.3399 | 1495.4 | -0.060079
1847 | 85.28 | 0 | 344.5 | 0 | 0 | 0 | 0 | 0 | 0 | 0 | 0 | 1657.47 | 85.28 | 0 | 0 | 0 | 1495.3399 | 0 | 0 | 1495.3399 | 1495.4 | -0.060079
1848 | 85.28 | 0 | 341.6 | 0 | 0 | 0 | 0 | 0 | 0 | 0 | 0 | 1657.47 | 85.28 | 0 | 0 | 0 | 1495.3399 | 0 | 0 | 1495.3399 | 1495.4 | -0.060079
1849 | 85.28 | 0 | 338.71 | 0 | 0 | 0 | 0 | 0 | 0 | 0 | 0 | 1657.47 | 85.28 | 0 | 0 | 0 | 1495.3399 | 0 | 0 | 1495.3399 | 1495.4 | -0.060079
1850 | 85.28 | 0 | 335.81 | 0 | 0 | 0 | 0 | 0 | 0 | 0 | 0 | 1657.47 | 85.28 | 0 | 0 | 0 | 1495.3399 | 0 | 0 | 1495.3399 | 1495.4 | -0.060079
1851 | 85.28 | 0 | 332.91 | 0 | 0 | 0 | 0 | 0 | 0 | 0 | 0 | 1657.47 | 85.28 | 0 | 0 | 0 | 1495.3399 | 0 | 0 | 1495.3399 | 1495.4 | -0.060079
1852 | 85.28 | 0 | 330.02 | 0 | 0 | 0 | 0 | 0 | 0 | 0 | 0 | 1657.47 | 85.28 | 0 | 0 | 0 | 1495.3399 | 0 | 0 | 1495.3399 | 1495.4 | -0.060079
1853 | 85.28 | 0 | 327.12 | 0 | 0 | 0 | 0 | 0 | 0 | 0 | 0 | 1657.47 | 85.28 | 0 | 0 | 0 | 1495.3399 | 0 | 0 | 1495.3399 | 1495.4 | -0.060079
1854 | 85.28 | 0 | 324.23 | 0 | 0 | 0 | 0 | 0 | 0 | 0 | 0 | 1657.47 | 85.28 | 0 | 0 | 0 | 1495.3399 | 0 | 0 | 1495.3399 | 1495.4 | -0.060079
1855 | 87.68 | 0 | 322.8 | 0 | 0 | 0 | 0 | 0 | 0 | 0 | 0 | 1657.47 | 85.28 | 2.4 | 0 | 0 | 1495.3399 | 113.4378 | 2.4 | 1608.7777 | 1608.99 | -0.21227
1856 | 100 | 0 | 328.94 | 0 | 0 | 0 | 0 | 0 | 0 | 0 | 0 | 1657.47 | 68.82 | 31.18 | 0 | 0 | 1495.3399 | 1473.7462 | 31.18 | 2969.0862 | 2969.24 | -0.15383
1857 | 100 | 0 | 335.08 | 0 | 0 | 0 | 0 | 0 | 0 | 0 | 0 | 1657.47 | 0 | 106.57 | 6.57 | 0 | 1495.3399 | 4726.5755 | 100 | 6221.9154 | 6221.98 | -0.064551
1858 | 100 | 0 | 341.21 | 0 | 0 | 0 | 0 | 0 | 0 | 0 | 0 | 1657.47 | 0 | 151.26 | 51.26 | 0 | 1495.3399 | 4726.5755 | 100 | 6221.9154 | 6221.98 | -0.064551
1859 | 100 | 0 | 347.35 | 0 | 0 | 0 | 0 | 0 | 0 | 0 | 0 | 1657.47 | 0 | 179.16 | 79.16 | 0 | 1495.3399 | 4726.5755 | 100 | 6221.9154 | 6221.98 | -0.064551
1860 | 100 | 0 | 353.49 | 0 | 0 | 0 | 0 | 0 | 0 | 0 | 0 | 1657.47 | 0 | 195.46 | 95.46 | 0 | 1495.3399 | 4726.5755 | 100 | 6221.9154 | 6221.98 | -0.064551
1861 | 100 | 0 | 359.62 | 0 | 0 | 0 | 0 | 0 | 0 | 0 | 0 | 1657.47 | 0 | 198.88 | 98.88 | 0 | 1495.3399 | 4726.5755 | 100 | 6221.9154 | 6221.98 | -0.064551
1862 | 100 | 0 | 365.76 | 0 | 0 | 0 | 0 | 0 | 0 | 0 | 0 | 1657.47 | 0 | 132.14 | 32.14 | 0 | 1495.3399 | 4726.5755 | 100 | 6221.9154 | 6221.98 | -0.064551
1863 | 100 | 0 | 371.89 | 0 | 0 | 0 | 0 | 0 | 0 | 0 | 0 | 1657.47 | 0 | 167.18 | 67.18 | 0 | 1495.3399 | 4726.5755 | 100 | 6221.9154 | 6221.98 | -0.064551
1864 | 100 | 0 | 378.03 | 0 | 0 | 0 | 0 | 0 | 0 | 0 | 0 | 1657.47 | 3.5 | 96.5 | 0 | 0 | 1495.3399 | 4561.1454 | 96.5 | 6056.4853 | 6056.45 | 0.035305
1865 | 100 | 0 | 384.17 | 0 | 0 | 0 | 0 | 0 | 0 | 0 | 0 | 1657.47 | 39.57 | 60.43 | 0 | 0 | 1495.3399 | 2856.2696 | 60.43 | 4351.6095 | 4351.48 | 0.12951
1866 | 100 | 0 | 390.3 | 0 | 0 | 0 | 0 | 0 | 0 | 0 | 0 | 1657.47 | 76.05 | 23.95 | 0 | 0 | 1495.3399 | 1132.0148 | 23.95 | 2627.3548 | 2627.51 | -0.15524
1867 | 85.28 | 0 | 387.41 | 0 | 0 | 0 | 0 | 0 | 0 | 0 | 0 | 1657.47 | 85.28 | 0 | 0 | 0 | 1495.3399 | 0 | 0 | 1495.3399 | 1495.4 | -0.060079
1868 | 85.28 | 0 | 384.51 | 0 | 0 | 0 | 0 | 0 | 0 | 0 | 0 | 1657.47 | 85.28 | 0 | 0 | 0 | 1495.3399 | 0 | 0 | 1495.3399 | 1495.4 | -0.060079
1869 | 85.28 | 0 | 381.61 | 0 | 0 | 0 | 0 | 0 | 0 | 0 | 0 | 1657.47 | 85.28 | 0 | 0 | 0 | 1495.3399 | 0 | 0 | 1495.3399 | 1495.4 | -0.060079
1870 | 85.28 | 0 | 378.72 | 0 | 0 | 0 | 0 | 0 | 0 | 0 | 0 | 1657.47 | 85.28 | 0 | 0 | 0 | 1495.3399 | 0 | 0 | 1495.3399 | 1495.4 | -0.060079
1871 | 85.28 | 0 | 375.82 | 0 | 0 | 0 | 0 | 0 | 0 | 0 | 0 | 1657.47 | 85.28 | 0 | 0 | 0 | 1495.3399 | 0 | 0 | 1495.3399 | 1495.4 | -0.060079
1872 | 85.28 | 0 | 372.93 | 0 | 0 | 0 | 0 | 0 | 0 | 0 | 0 | 1657.47 | 85.28 | 0 | 0 | 0 | 1495.3399 | 0 | 0 | 1495.3399 | 1495.4 | -0.060079
1873 | 85.28 | 0 | 370.03 | 0 | 0 | 0 | 0 | 0 | 0 | 0 | 0 | 1657.47 | 85.28 | 0 | 0 | 0 | 1495.3399 | 0 | 0 | 1495.3399 | 1495.4 | -0.060079
1874 | 85.28 | 0 | 367.13 | 0 | 0 | 0 | 0 | 0 | 0 | 0 | 0 | 1657.47 | 85.28 | 0 | 0 | 0 | 1495.3399 | 0 | 0 | 1495.3399 | 1495.4 | -0.060079
1875 | 85.28 | 0 | 364.24 | 0 | 0 | 0 | 0 | 0 | 0 | 0 | 0 | 1657.47 | 85.28 | 0 | 0 | 0 | 1495.3399 | 0 | 0 | 1495.3399 | 1495.4 | -0.060079
1876 | 85.28 | 0 | 361.34 | 0 | 0 | 0 | 0 | 0 | 0 | 0 | 0 | 1657.47 | 85.28 | 0 | 0 | 0 | 1495.3399 | 0 | 0 | 1495.3399 | 1495.4 | -0.060079
1877 | 85.28 | 0 | 358.45 | 0 | 0 | 0 | 0 | 0 | 0 | 0 | 0 | 1657.47 | 85.28 | 0 | 0 | 0 | 1495.3399 | 0 | 0 | 1495.3399 | 1495.4 | -0.060079
1878 | 85.28 | 0 | 355.55 | 0 | 0 | 0 | 0 | 0 | 0 | 0 | 0 | 1657.47 | 85.28 | 0 | 0 | 0 | 1495.3399 | 0 | 0 | 1495.3399 | 1495.4 | -0.060079
1879 | 88.14 | 0 | 354.41 | 0 | 0 | 0 | 0 | 0 | 0 | 0 | 0 | 1657.47 | 85.28 | 2.86 | 0 | 0 | 1495.3399 | 135.1801 | 2.86 | 1630.52 | 1630.44 | 0.079981
1880 | 100 | 0 | 360.54 | 0 | 0 | 0 | 0 | 0 | 0 | 0 | 0 | 1657.47 | 68.93 | 31.07 | 0 | 0 | 1495.3399 | 1468.547 | 31.07 | 2963.8869 | 2963.95 | -0.063063
1881 | 100 | 0 | 366.68 | 0 | 0 | 0 | 0 | 0 | 0 | 0 | 0 | 1657.47 | 10.99 | 89.01 | 0 | 0 | 1495.3399 | 4207.1249 | 89.01 | 5702.4648 | 5702.72 | -0.2552
1882 | 100 | 0 | 372.82 | 0 | 0 | 0 | 0 | 0 | 0 | 0 | 0 | 1657.47 | 8.67 | 91.33 | 0 | 0 | 1495.3399 | 4316.7814 | 91.33 | 5812.1214 | 5812.28 | -0.15865
1883 | 100 | 0 | 378.95 | 0 | 0 | 0 | 0 | 0 | 0 | 0 | 0 | 1657.47 | 57.47 | 42.53 | 0 | 0 | 1495.3399 | 2010.2126 | 42.53 | 3505.5525 | 3505.43 | 0.12249
1884 | 100 | 0 | 385.09 | 0 | 0 | 0 | 0 | 0 | 0 | 0 | 0 | 1657.47 | 44.13 | 55.87 | 0 | 0 | 1495.3399 | 2640.7377 | 55.87 | 4136.0777 | 4136.14 | -0.062332
1885 | 100 | 0 | 391.22 | 0 | 0 | 0 | 0 | 0 | 0 | 0 | 0 | 1657.47 | 14.69 | 85.31 | 0 | 0 | 1495.3399 | 4032.2416 | 85.31 | 5527.5815 | 5527.46 | 0.1215
1886 | 100 | 0 | 397.36 | 0 | 0 | 0 | 0 | 0 | 0 | 0 | 0 | 1657.47 | 10.61 | 89.39 | 0 | 0 | 1495.3399 | 4225.0859 | 89.39 | 5720.4258 | 5720.3 | 0.12579
1887 | 100 | 0 | 403.5 | 0 | 0 | 0 | 0 | 0 | 0 | 0 | 0 | 1657.47 | 26.61 | 73.39 | 0 | 0 | 1495.3399 | 3468.8338 | 73.39 | 4964.1737 | 4964.43 | -0.2563
1888 | 100 | 0 | 409.63 | 0 | 0 | 0 | 0 | 0 | 0 | 0 | 0 | 1657.47 | 43.43 | 56.57 | 0 | 0 | 1495.3399 | 2673.8238 | 56.57 | 4169.1637 | 4169.13 | 0.033697
1889 | 86.56 | 0 | 407.52 | 0 | 0 | 0 | 0 | 0 | 0 | 0 | 0 | 1657.47 | 85.28 | 1.28 | 0 | 0 | 1495.3399 | 60.5002 | 1.28 | 1555.8401 | 1555.7 | 0.14009
1890 | 85.28 | 0 | 404.62 | 0 | 0 | 0 | 0 | 0 | 0 | 0 | 0 | 1657.47 | 85.28 | 0 | 0 | 0 | 1495.3399 | 0 | 0 | 1495.3399 | 1495.4 | -0.060079
1891 | 85.28 | 0 | 401.73 | 0 | 0 | 0 | 0 | 0 | 0 | 0 | 0 | 1657.47 | 85.28 | 0 | 0 | 0 | 1495.3399 | 0 | 0 | 1495.3399 | 1495.4 | -0.060079
1892 | 85.28 | 0 | 398.83 | 0 | 0 | 0 | 0 | 0 | 0 | 0 | 0 | 1657.47 | 85.28 | 0 | 0 | 0 | 1495.3399 | 0 | 0 | 1495.3399 | 1495.4 | -0.060079
1893 | 85.28 | 0 | 395.93 | 0 | 0 | 0 | 0 | 0 | 0 | 0 | 0 | 1657.47 | 85.28 | 0 | 0 | 0 | 1495.3399 | 0 | 0 | 1495.3399 | 1495.4 | -0.060079
1894 | 85.28 | 0 | 393.04 | 0 | 0 | 0 | 0 | 0 | 0 | 0 | 0 | 1657.47 | 85.28 | 0 | 0 | 0 | 1495.3399 | 0 | 0 | 1495.3399 | 1495.4 | -0.060079
1895 | 85.28 | 0 | 390.14 | 0 | 0 | 0 | 0 | 0 | 0 | 0 | 0 | 1657.47 | 85.28 | 0 | 0 | 0 | 1495.3399 | 0 | 0 | 1495.3399 | 1495.4 | -0.060079
1896 | 85.28 | 0 | 387.25 | 0 | 0 | 0 | 0 | 0 | 0 | 0 | 0 | 1657.47 | 85.28 | 0 | 0 | 0 | 1495.3399 | 0 | 0 | 1495.3399 | 1495.4 | -0.060079
1897 | 85.28 | 0 | 384.35 | 0 | 0 | 0 | 0 | 0 | 0 | 0 | 0 | 1657.47 | 85.28 | 0 | 0 | 0 | 1495.3399 | 0 | 0 | 1495.3399 | 1495.4 | -0.060079
1898 | 85.28 | 0 | 381.45 | 0 | 0 | 0 | 0 | 0 | 0 | 0 | 0 | 1657.47 | 85.28 | 0 | 0 | 0 | 1495.3399 | 0 | 0 | 1495.3399 | 1495.4 | -0.060079
1899 | 85.28 | 0 | 378.56 | 0 | 0 | 0 | 0 | 0 | 0 | 0 | 0 | 1657.47 | 85.28 | 0 | 0 | 0 | 1495.3399 | 0 | 0 | 1495.3399 | 1495.4 | -0.060079
1900 | 85.28 | 0 | 375.66 | 0 | 0 | 0 | 0 | 0 | 0 | 0 | 0 | 1657.47 | 85.28 | 0 | 0 | 0 | 1495.3399 | 0 | 0 | 1495.3399 | 1495.4 | -0.060079
1901 | 85.28 | 0 | 372.77 | 0 | 0 | 0 | 0 | 0 | 0 | 0 | 0 | 1657.47 | 85.28 | 0 | 0 | 0 | 1495.3399 | 0 | 0 | 1495.3399 | 1495.4 | -0.060079
1902 | 85.28 | 0 | 369.87 | 0 | 0 | 0 | 0 | 0 | 0 | 0 | 0 | 1657.47 | 85.28 | 0 | 0 | 0 | 1495.3399 | 0 | 0 | 1495.3399 | 1495.4 | -0.060079
1903 | 89.6 | 0 | 369.62 | 0 | 0 | 0 | 0 | 0 | 0 | 0 | 0 | 1657.47 | 85.28 | 4.32 | 0 | 0 | 1495.3399 | 204.1881 | 4.32 | 1699.528 | 1699.54 | -0.012017
1904 | 100 | 0 | 375.76 | 0 | 0 | 0 | 0 | 0 | 0 | 0 | 0 | 1657.47 | 55.66 | 44.34 | 0 | 0 | 1495.3399 | 2095.7636 | 44.34 | 3591.1035 | 3591.26 | -0.15649
1905 | 100 | 0 | 381.9 | 0 | 0 | 0 | 0 | 0 | 0 | 0 | 0 | 1657.47 | 0.52 | 99.48 | 0 | 0 | 1495.3399 | 4701.9973 | 99.48 | 6197.3373 | 6197.31 | 0.027256
1906 | 100 | 0 | 388.03 | 0 | 0 | 0 | 0 | 0 | 0 | 0 | 0 | 1657.47 | 0 | 117.65 | 17.65 | 0 | 1495.3399 | 4726.5755 | 100 | 6221.9154 | 6221.98 | -0.064551
1907 | 100 | 0 | 394.17 | 0 | 0 | 0 | 0 | 0 | 0 | 0 | 0 | 1657.47 | 0 | 141.53 | 41.53 | 0 | 1495.3399 | 4726.5755 | 100 | 6221.9154 | 6221.98 | -0.064551
1908 | 100 | 0 | 400.3 | 0 | 0 | 0 | 0 | 0 | 0 | 0 | 0 | 1657.47 | 7.94 | 92.06 | 0 | 0 | 1495.3399 | 4351.2854 | 92.06 | 5846.6254 | 5846.78 | -0.15465
1909 | 100 | 0 | 406.44 | 0 | 0 | 0 | 0 | 0 | 0 | 0 | 0 | 1657.47 | 0 | 121.63 | 21.63 | 0 | 1495.3399 | 4726.5755 | 100 | 6221.9154 | 6221.98 | -0.064551
1910 | 100 | 0 | 412.58 | 0 | 0 | 0 | 0 | 0 | 0 | 0 | 0 | 1657.47 | 0 | 164.38 | 64.38 | 0 | 1495.3399 | 4726.5755 | 100 | 6221.9154 | 6221.98 | -0.064551
1911 | 100 | 0 | 418.71 | 0 | 0 | 0 | 0 | 0 | 0 | 0 | 0 | 1657.47 | 38.28 | 61.72 | 0 | 0 | 1495.3399 | 2917.2424 | 61.72 | 4412.5823 | 4412.65 | -0.067663
1912 | 100 | 0 | 424.85 | 0 | 0 | 0 | 0 | 0 | 0 | 0 | 0 | 1657.47 | 51.56 | 48.44 | 0 | 0 | 1495.3399 | 2289.5532 | 48.44 | 3784.8931 | 3785.15 | -0.25689
1913 | 100 | 0 | 430.99 | 0 | 0 | 0 | 0 | 0 | 0 | 0 | 0 | 1657.47 | 48.53 | 51.47 | 0 | 0 | 1495.3399 | 2432.7684 | 51.47 | 3928.1083 | 3927.98 | 0.12835
1914 | 100 | 0 | 437.12 | 0 | 0 | 0 | 0 | 0 | 0 | 0 | 0 | 1657.47 | 83.57 | 16.43 | 0 | 0 | 1495.3399 | 776.5764 | 16.43 | 2271.9163 | 2271.93 | -0.01372
1915 | 85.28 | 0 | 434.23 | 0 | 0 | 0 | 0 | 0 | 0 | 0 | 0 | 1657.47 | 85.28 | 0 | 0 | 0 | 1495.3399 | 0 | 0 | 1495.3399 | 1495.4 | -0.060079
1916 | 85.28 | 0 | 431.33 | 0 | 0 | 0 | 0 | 0 | 0 | 0 | 0 | 1657.47 | 85.28 | 0 | 0 | 0 | 1495.3399 | 0 | 0 | 1495.3399 | 1495.4 | -0.060079
1917 | 85.28 | 0 | 428.43 | 0 | 0 | 0 | 0 | 0 | 0 | 0 | 0 | 1657.47 | 85.28 | 0 | 0 | 0 | 1495.3399 | 0 | 0 | 1495.3399 | 1495.4 | -0.060079
1918 | 85.28 | 0 | 425.54 | 0 | 0 | 0 | 0 | 0 | 0 | 0 | 0 | 1657.47 | 85.28 | 0 | 0 | 0 | 1495.3399 | 0 | 0 | 1495.3399 | 1495.4 | -0.060079
1919 | 85.28 | 0 | 422.64 | 0 | 0 | 0 | 0 | 0 | 0 | 0 | 0 | 1657.47 | 85.28 | 0 | 0 | 0 | 1495.3399 | 0 | 0 | 1495.3399 | 1495.4 | -0.060079
1920 | 85.28 | 0 | 419.75 | 0 | 0 | 0 | 0 | 0 | 0 | 0 | 0 | 1657.47 | 85.28 | 0 | 0 | 0 | 1495.3399 | 0 | 0 | 1495.3399 | 1495.4 | -0.060079
1921 | 85.28 | 0 | 416.85 | 0 | 0 | 0 | 0 | 0 | 0 | 0 | 0 | 1657.47 | 85.28 | 0 | 0 | 0 | 1495.3399 | 0 | 0 | 1495.3399 | 1495.4 | -0.060079
1922 | 85.28 | 0 | 413.95 | 0 | 0 | 0 | 0 | 0 | 0 | 0 | 0 | 1657.47 | 85.28 | 0 | 0 | 0 | 1495.3399 | 0 | 0 | 1495.3399 | 1495.4 | -0.060079
1923 | 85.28 | 0 | 411.06 | 0 | 0 | 0 | 0 | 0 | 0 | 0 | 0 | 1657.47 | 85.28 | 0 | 0 | 0 | 1495.3399 | 0 | 0 | 1495.3399 | 1495.4 | -0.060079
1924 | 85.28 | 0 | 408.16 | 0 | 0 | 0 | 0 | 0 | 0 | 0 | 0 | 1657.47 | 85.28 | 0 | 0 | 0 | 1495.3399 | 0 | 0 | 1495.3399 | 1495.4 | -0.060079
1925 | 85.28 | 0 | 405.26 | 0 | 0 | 0 | 0 | 0 | 0 | 0 | 0 | 1657.47 | 85.28 | 0 | 0 | 0 | 1495.3399 | 0 | 0 | 1495.3399 | 1495.4 | -0.060079
1926 | 85.28 | 0 | 402.37 | 0 | 0 | 0 | 0 | 0 | 0 | 0 | 0 | 1657.47 | 85.28 | 0 | 0 | 0 | 1495.3399 | 0 | 0 | 1495.3399 | 1495.4 | -0.060079
1927 | 91.23 | 0 | 403.13 | 0 | 0 | 0 | 0 | 0 | 0 | 0 | 0 | 1657.47 | 85.28 | 5.95 | 0 | 0 | 1495.3399 | 281.2312 | 5.95 | 1776.5712 | 1776.8 | -0.22884
1928 | 100 | 0 | 409.26 | 0 | 0 | 0 | 0 | 0 | 0 | 0 | 0 | 1657.47 | 43.79 | 56.21 | 0 | 0 | 1495.3399 | 2656.8081 | 56.21 | 4152.148 | 4152.4 | -0.25197
1929 | 100 | 0 | 415.4 | 0 | 0 | 0 | 0 | 0 | 0 | 0 | 0 | 1657.47 | 0 | 117.5 | 17.5 | 0 | 1495.3399 | 4726.5755 | 100 | 6221.9154 | 6221.98 | -0.064551
1930 | 100 | 0 | 421.53 | 0 | 0 | 0 | 0 | 0 | 0 | 0 | 0 | 1657.47 | 0 | 166.95 | 66.95 | 0 | 1495.3399 | 4726.5755 | 100 | 6221.9154 | 6221.98 | -0.064551
1931 | 100 | 0 | 427.67 | 0 | 0 | 0 | 0 | 0 | 0 | 0 | 0 | 1657.47 | 0 | 200 | 100 | 0 | 1495.3399 | 4726.5755 | 100 | 6221.9154 | 6221.98 | -0.064551
1932 | 100 | 0 | 433.81 | 0 | 0 | 0 | 0 | 0 | 0 | 0 | 0 | 1657.47 | 0 | 200 | 100 | 0 | 1495.3399 | 4726.5755 | 100 | 6221.9154 | 6221.98 | -0.064551
1933 | 100 | 0 | 439.94 | 0 | 0 | 0 | 0 | 0 | 0 | 0 | 0 | 1657.47 | 0 | 200 | 100 | 0 | 1495.3399 | 4726.5755 | 100 | 6221.9154 | 6221.98 | -0.064551
1934 | 100 | 0 | 446.08 | 0 | 0 | 0 | 0 | 0 | 0 | 0 | 0 | 1657.47 | 0 | 200 | 100 | 0 | 1495.3399 | 4726.5755 | 100 | 6221.9154 | 6221.98 | -0.064551
1935 | 100 | 0 | 452.22 | 0 | 0 | 0 | 0 | 0 | 0 | 0 | 0 | 1657.47 | 0 | 183.1 | 83.1 | 0 | 1495.3399 | 4726.5755 | 100 | 6221.9154 | 6221.98 | -0.064551
1936 | 100 | 0 | 458.35 | 0 | 0 | 0 | 0 | 0 | 0 | 0 | 0 | 1657.47 | 0 | 122.58 | 22.58 | 0 | 1495.3399 | 4726.5755 | 100 | 6221.9154 | 6221.98 | -0.064551
1937 | 100 | 0 | 464.49 | 0 | 0 | 0 | 0 | 0 | 0 | 0 | 0 | 1657.47 | 26.41 | 73.59 | 0 | 0 | 1495.3399 | 3478.2869 | 73.59 | 4973.6269 | 4973.6 | 0.026852
1938 | 100 | 0 | 470.62 | 0 | 0 | 0 | 0 | 0 | 0 | 0 | 0 | 1657.47 | 77.52 | 22.48 | 0 | 0 | 1495.3399 | 1062.5342 | 22.48 | 2557.8741 | 2557.84 | 0.034099
1939 | 85.28 | 0 | 467.73 | 0 | 0 | 0 | 0 | 0 | 0 | 0 | 0 | 1657.47 | 85.28 | 0 | 0 | 0 | 1495.3399 | 0 | 0 | 1495.3399 | 1495.4 | -0.060079
1940 | 85.28 | 0 | 464.83 | 0 | 0 | 0 | 0 | 0 | 0 | 0 | 0 | 1657.47 | 85.28 | 0 | 0 | 0 | 1495.3399 | 0 | 0 | 1495.3399 | 1495.4 | -0.060079
1941 | 85.28 | 0 | 461.94 | 0 | 0 | 0 | 0 | 0 | 0 | 0 | 0 | 1657.47 | 85.28 | 0 | 0 | 0 | 1495.3399 | 0 | 0 | 1495.3399 | 1495.4 | -0.060079
1942 | 85.28 | 0 | 459.04 | 0 | 0 | 0 | 0 | 0 | 0 | 0 | 0 | 1657.47 | 85.28 | 0 | 0 | 0 | 1495.3399 | 0 | 0 | 1495.3399 | 1495.4 | -0.060079
1943 | 85.28 | 0 | 456.14 | 0 | 0 | 0 | 0 | 0 | 0 | 0 | 0 | 1657.47 | 85.28 | 0 | 0 | 0 | 1495.3399 | 0 | 0 | 1495.3399 | 1495.4 | -0.060079
1944 | 85.28 | 0 | 453.25 | 0 | 0 | 0 | 0 | 0 | 0 | 0 | 0 | 1657.47 | 85.28 | 0 | 0 | 0 | 1495.3399 | 0 | 0 | 1495.3399 | 1495.4 | -0.060079
1945 | 85.28 | 0 | 450.35 | 0 | 0 | 0 | 0 | 0 | 0 | 0 | 0 | 1657.47 | 85.28 | 0 | 0 | 0 | 1495.3399 | 0 | 0 | 1495.3399 | 1495.4 | -0.060079
1946 | 85.28 | 0 | 447.46 | 0 | 0 | 0 | 0 | 0 | 0 | 0 | 0 | 1657.47 | 85.28 | 0 | 0 | 0 | 1495.3399 | 0 | 0 | 1495.3399 | 1495.4 | -0.060079
1947 | 85.28 | 0 | 444.56 | 0 | 0 | 0 | 0 | 0 | 0 | 0 | 0 | 1657.47 | 85.28 | 0 | 0 | 0 | 1495.3399 | 0 | 0 | 1495.3399 | 1495.4 | -0.060079
1948 | 85.28 | 0 | 441.66 | 0 | 0 | 0 | 0 | 0 | 0 | 0 | 0 | 1657.47 | 85.28 | 0 | 0 | 0 | 1495.3399 | 0 | 0 | 1495.3399 | 1495.4 | -0.060079
1949 | 85.28 | 0 | 438.77 | 0 | 0 | 0 | 0 | 0 | 0 | 0 | 0 | 1657.47 | 85.28 | 0 | 0 | 0 | 1495.3399 | 0 | 0 | 1495.3399 | 1495.4 | -0.060079
1950 | 85.28 | 0 | 435.87 | 0 | 0 | 0 | 0 | 0 | 0 | 0 | 0 | 1657.47 | 85.28 | 0 | 0 | 0 | 1495.3399 | 0 | 0 | 1495.3399 | 1495.4 | -0.060079
1951 | 90.97 | 0 | 436.46 | 0 | 0 | 0 | 0 | 0 | 0 | 0 | 0 | 1657.47 | 85.28 | 5.69 | 0 | 0 | 1495.3399 | 268.9421 | 5.69 | 1764.2821 | 1764.17 | 0.11207
1952 | 100 | 0 | 442.6 | 0 | 0 | 0 | 0 | 0 | 0 | 0 | 0 | 1657.47 | 50.3 | 49.7 | 0 | 0 | 1495.3399 | 2349.108 | 49.7 | 3844.448 | 3844.42 | 0.027958
1953 | 100 | 0 | 448.74 | 0 | 0 | 0 | 0 | 0 | 0 | 0 | 0 | 1657.47 | 0 | 104.65 | 4.65 | 0 | 1495.3399 | 4726.5755 | 100 | 6221.9154 | 6221.98 | -0.064551
1954 | 100 | 0 | 454.87 | 0 | 0 | 0 | 0 | 0 | 0 | 0 | 0 | 1657.47 | 0 | 165.26 | 65.26 | 0 | 1495.3399 | 4726.5755 | 100 | 6221.9154 | 6221.98 | -0.064551
1955 | 100 | 0 | 461.01 | 0 | 0 | 0 | 0 | 0 | 0 | 0 | 0 | 1657.47 | 0 | 196.44 | 96.44 | 0 | 1495.3399 | 4726.5755 | 100 | 6221.9154 | 6221.98 | -0.064551
1956 | 100 | 0 | 467.15 | 0 | 0 | 0 | 0 | 0 | 0 | 0 | 0 | 1657.47 | 0 | 200 | 100 | 0 | 1495.3399 | 4726.5755 | 100 | 6221.9154 | 6221.98 | -0.064551
1957 | 100 | 0 | 473.28 | 0 | 0 | 0 | 0 | 0 | 0 | 0 | 0 | 1657.47 | 0 | 179.45 | 79.45 | 0 | 1495.3399 | 4726.5755 | 100 | 6221.9154 | 6221.98 | -0.064551
1958 | 100 | 0 | 479.42 | 0 | 0 | 0 | 0 | 0 | 0 | 0 | 0 | 1657.47 | 0 | 200 | 100 | 0 | 1495.3399 | 4726.5755 | 100 | 6221.9154 | 6221.98 | -0.064551
1959 | 100 | 0 | 485.55 | 0 | 0 | 0 | 0 | 0 | 0 | 0 | 0 | 1657.47 | 0 | 174.32 | 74.32 | 0 | 1495.3399 | 4726.5755 | 100 | 6221.9154 | 6221.98 | -0.064551
1960 | 100 | 0 | 491.69 | 0 | 0 | 0 | 0 | 0 | 0 | 0 | 0 | 1657.47 | 0 | 133.35 | 33.35 | 0 | 1495.3399 | 4726.5755 | 100 | 6221.9154 | 6221.98 | -0.064551
1961 | 100 | 0 | 497.83 | 0 | 0 | 0 | 0 | 0 | 0 | 0 | 0 | 1657.47 | 20.45 | 79.55 | 0 | 0 | 1495.3399 | 3759.9908 | 79.55 | 5255.3308 | 5255.58 | -0.24925
1962 | 100 | 0 | 503.96 | 0 | 0 | 0 | 0 | 0 | 0 | 0 | 0 | 1657.47 | 75.9 | 24.1 | 0 | 0 | 1495.3399 | 1139.1047 | 24.1 | 2634.4446 | 2634.51 | -0.065377
1963 | 85.28 | 0 | 501.07 | 0 | 0 | 0 | 0 | 0 | 0 | 0 | 0 | 1657.47 | 85.28 | 0 | 0 | 0 | 1495.3399 | 0 | 0 | 1495.3399 | 1495.4 | -0.060079
1964 | 85.28 | 0 | 498.17 | 0 | 0 | 0 | 0 | 0 | 0 | 0 | 0 | 1657.47 | 85.28 | 0 | 0 | 0 | 1495.3399 | 0 | 0 | 1495.3399 | 1495.4 | -0.060079
1965 | 85.28 | 0 | 495.27 | 0 | 0 | 0 | 0 | 0 | 0 | 0 | 0 | 1657.47 | 85.28 | 0 | 0 | 0 | 1495.3399 | 0 | 0 | 1495.3399 | 1495.4 | -0.060079
1966 | 85.28 | 0 | 492.38 | 0 | 0 | 0 | 0 | 0 | 0 | 0 | 0 | 1657.47 | 85.28 | 0 | 0 | 0 | 1495.3399 | 0 | 0 | 1495.3399 | 1495.4 | -0.060079
1967 | 85.28 | 0 | 489.48 | 0 | 0 | 0 | 0 | 0 | 0 | 0 | 0 | 1657.47 | 85.28 | 0 | 0 | 0 | 1495.3399 | 0 | 0 | 1495.3399 | 1495.4 | -0.060079
1968 | 85.28 | 0 | 486.59 | 0 | 0 | 0 | 0 | 0 | 0 | 0 | 0 | 1657.47 | 85.28 | 0 | 0 | 0 | 1495.3399 | 0 | 0 | 1495.3399 | 1495.4 | -0.060079
1969 | 85.28 | 0 | 483.69 | 0 | 0 | 0 | 0 | 0 | 0 | 0 | 0 | 1657.47 | 85.28 | 0 | 0 | 0 | 1495.3399 | 0 | 0 | 1495.3399 | 1495.4 | -0.060079
1970 | 85.28 | 0 | 480.79 | 0 | 0 | 0 | 0 | 0 | 0 | 0 | 0 | 1657.47 | 85.28 | 0 | 0 | 0 | 1495.3399 | 0 | 0 | 1495.3399 | 1495.4 | -0.060079
1971 | 85.28 | 0 | 477.9 | 0 | 0 | 0 | 0 | 0 | 0 | 0 | 0 | 1657.47 | 85.28 | 0 | 0 | 0 | 1495.3399 | 0 | 0 | 1495.3399 | 1495.4 | -0.060079
1972 | 85.28 | 0 | 475 | 0 | 0 | 0 | 0 | 0 | 0 | 0 | 0 | 1657.47 | 85.28 | 0 | 0 | 0 | 1495.3399 | 0 | 0 | 1495.3399 | 1495.4 | -0.060079
1973 | 85.28 | 0 | 472.1 | 0 | 0 | 0 | 0 | 0 | 0 | 0 | 0 | 1657.47 | 85.28 | 0 | 0 | 0 | 1495.3399 | 0 | 0 | 1495.3399 | 1495.4 | -0.060079
1974 | 85.28 | 0 | 469.21 | 0 | 0 | 0 | 0 | 0 | 0 | 0 | 0 | 1657.47 | 85.28 | 0 | 0 | 0 | 1495.3399 | 0 | 0 | 1495.3399 | 1495.4 | -0.060079
1975 | 91.66 | 0 | 470.23 | 0 | 0 | 0 | 0 | 0 | 0 | 0 | 0 | 1657.47 | 85.28 | 6.38 | 0 | 0 | 1495.3399 | 301.5555 | 6.38 | 1796.8954 | 1796.98 | -0.084561
1976 | 100 | 0 | 476.36 | 0 | 0 | 0 | 0 | 0 | 0 | 0 | 0 | 1657.47 | 47.3 | 52.7 | 0 | 0 | 1495.3399 | 2490.9053 | 52.7 | 3986.2452 | 3986.12 | 0.12522
1977 | 100 | 0 | 482.5 | 0 | 0 | 0 | 0 | 0 | 0 | 0 | 0 | 1657.47 | 0 | 106.67 | 6.67 | 0 | 1495.3399 | 4726.5755 | 100 | 6221.9154 | 6221.98 | -0.064551
1978 | 100 | 0 | 488.64 | 0 | 0 | 0 | 0 | 0 | 0 | 0 | 0 | 1657.47 | 0 | 151.3 | 51.3 | 0 | 1495.3399 | 4726.5755 | 100 | 6221.9154 | 6221.98 | -0.064551
1979 | 100 | 0 | 494.77 | 0 | 0 | 0 | 0 | 0 | 0 | 0 | 0 | 1657.47 | 0 | 168.6 | 68.6 | 0 | 1495.3399 | 4726.5755 | 100 | 6221.9154 | 6221.98 | -0.064551
1980 | 100 | 0 | 500.91 | 0 | 0 | 0 | 0 | 0 | 0 | 0 | 0 | 1657.47 | 0 | 169.76 | 69.76 | 0 | 1495.3399 | 4726.5755 | 100 | 6221.9154 | 6221.98 | -0.064551
1981 | 100 | 0 | 507.05 | 0 | 0 | 0 | 0 | 0 | 0 | 0 | 0 | 1657.47 | 0 | 171.61 | 71.61 | 0 | 1495.3399 | 4726.5755 | 100 | 6221.9154 | 6221.98 | -0.064551
1982 | 100 | 0 | 513.18 | 0 | 0 | 0 | 0 | 0 | 0 | 0 | 0 | 1657.47 | 0 | 196.83 | 96.83 | 0 | 1495.3399 | 4726.5755 | 100 | 6221.9154 | 6221.98 | -0.064551
1983 | 100 | 0 | 519.32 | 0 | 0 | 0 | 0 | 0 | 0 | 0 | 0 | 1657.47 | 0 | 170.27 | 70.27 | 0 | 1495.3399 | 4726.5755 | 100 | 6221.9154 | 6221.98 | -0.064551
1984 | 100 | 0 | 525.45 | 0 | 0 | 0 | 0 | 0 | 0 | 0 | 0 | 1657.47 | 0 | 130.52 | 30.52 | 0 | 1495.3399 | 4726.5755 | 100 | 6221.9154 | 6221.98 | -0.064551
1985 | 100 | 0 | 531.59 | 0 | 0 | 0 | 0 | 0 | 0 | 0 | 0 | 1657.47 | 22.38 | 77.62 | 0 | 0 | 1495.3399 | 3668.7679 | 77.62 | 5164.1078 | 5164.27 | -0.16215
1986 | 100 | 0 | 537.73 | 0 | 0 | 0 | 0 | 0 | 0 | 0 | 0 | 1657.47 | 75.81 | 24.19 | 0 | 0 | 1495.3399 | 1143.3586 | 24.19 | 2638.6985 | 2638.86 | -0.16146
1987 | 85.28 | 0 | 534.83 | 0 | 0 | 0 | 0 | 0 | 0 | 0 | 0 | 1657.47 | 85.28 | 0 | 0 | 0 | 1495.3399 | 0 | 0 | 1495.3399 | 1495.4 | -0.060079
1988 | 85.28 | 0 | 531.93 | 0 | 0 | 0 | 0 | 0 | 0 | 0 | 0 | 1657.47 | 85.28 | 0 | 0 | 0 | 1495.3399 | 0 | 0 | 1495.3399 | 1495.4 | -0.060079
1989 | 85.28 | 0 | 529.04 | 0 | 0 | 0 | 0 | 0 | 0 | 0 | 0 | 1657.47 | 85.28 | 0 | 0 | 0 | 1495.3399 | 0 | 0 | 1495.3399 | 1495.4 | -0.060079
1990 | 85.28 | 0 | 526.14 | 0 | 0 | 0 | 0 | 0 | 0 | 0 | 0 | 1657.47 | 85.28 | 0 | 0 | 0 | 1495.3399 | 0 | 0 | 1495.3399 | 1495.4 | -0.060079
1991 | 85.28 | 0 | 523.25 | 0 | 0 | 0 | 0 | 0 | 0 | 0 | 0 | 1657.47 | 85.28 | 0 | 0 | 0 | 1495.3399 | 0 | 0 | 1495.3399 | 1495.4 | -0.060079
1992 | 85.28 | 0 | 520.35 | 0 | 0 | 0 | 0 | 0 | 0 | 0 | 0 | 1657.47 | 85.28 | 0 | 0 | 0 | 1495.3399 | 0 | 0 | 1495.3399 | 1495.4 | -0.060079
1993 | 85.28 | 0 | 517.45 | 0 | 0 | 0 | 0 | 0 | 0 | 0 | 0 | 1657.47 | 85.28 | 0 | 0 | 0 | 1495.3399 | 0 | 0 | 1495.3399 | 1495.4 | -0.060079
1994 | 85.28 | 0 | 514.56 | 0 | 0 | 0 | 0 | 0 | 0 | 0 | 0 | 1657.47 | 85.28 | 0 | 0 | 0 | 1495.3399 | 0 | 0 | 1495.3399 | 1495.4 | -0.060079
1995 | 85.28 | 0 | 511.66 | 0 | 0 | 0 | 0 | 0 | 0 | 0 | 0 | 1657.47 | 85.28 | 0 | 0 | 0 | 1495.3399 | 0 | 0 | 1495.3399 | 1495.4 | -0.060079
1996 | 85.28 | 0 | 508.77 | 0 | 0 | 0 | 0 | 0 | 0 | 0 | 0 | 1657.47 | 85.28 | 0 | 0 | 0 | 1495.3399 | 0 | 0 | 1495.3399 | 1495.4 | -0.060079
1997 | 85.28 | 0 | 505.87 | 0 | 0 | 0 | 0 | 0 | 0 | 0 | 0 | 1657.47 | 85.28 | 0 | 0 | 0 | 1495.3399 | 0 | 0 | 1495.3399 | 1495.4 | -0.060079
1998 | 85.28 | 0 | 502.97 | 0 | 0 | 0 | 0 | 0 | 0 | 0 | 0 | 1657.47 | 85.28 | 0 | 0 | 0 | 1495.3399 | 0 | 0 | 1495.3399 | 1495.4 | -0.060079
1999 | 92.5 | 0 | 504.5 | 0 | 0 | 0 | 0 | 0 | 0 | 0 | 0 | 1657.47 | 85.28 | 7.21 | 0 | 0 | 1495.3399 | 340.7861 | 7.21 | 1836.126 | 1836.4 | -0.27398
2000 | 100 | 0 | 510.64 | 0 | 0 | 0 | 0 | 0 | 0 | 0 | 0 | 1657.47 | 44.65 | 55.35 | 0 | 0 | 1495.3399 | 2616.1596 | 55.35 | 4111.4995 | 4111.75 | -0.25052
2001 | 100 | 0 | 516.78 | 0 | 0 | 0 | 0 | 0 | 0 | 0 | 0 | 1657.47 | 0 | 113.08 | 13.08 | 0 | 1495.3399 | 4726.5755 | 100 | 6221.9154 | 6221.98 | -0.064551
2002 | 100 | 0 | 522.91 | 0 | 0 | 0 | 0 | 0 | 0 | 0 | 0 | 1657.47 | 0 | 160.06 | 60.06 | 0 | 1495.3399 | 4726.5755 | 100 | 6221.9154 | 6221.98 | -0.064551
2003 | 100 | 0 | 529.05 | 0 | 0 | 0 | 0 | 0 | 0 | 0 | 0 | 1657.47 | 0 | 189.42 | 89.42 | 0 | 1495.3399 | 4726.5755 | 100 | 6221.9154 | 6221.98 | -0.064551
2004 | 100 | 0 | 535.19 | 0 | 0 | 0 | 0 | 0 | 0 | 0 | 0 | 1657.47 | 0 | 200 | 100 | 0 | 1495.3399 | 4726.5755 | 100 | 6221.9154 | 6221.98 | -0.064551
2005 | 100 | 0 | 541.32 | 0 | 0 | 0 | 0 | 0 | 0 | 0 | 0 | 1657.47 | 0 | 200 | 100 | 0 | 1495.3399 | 4726.5755 | 100 | 6221.9154 | 6221.98 | -0.064551
2006 | 100 | 0 | 547.46 | 0 | 0 | 0 | 0 | 0 | 0 | 0 | 0 | 1657.47 | 0 | 199.85 | 99.85 | 0 | 1495.3399 | 4726.5755 | 100 | 6221.9154 | 6221.98 | -0.064551
2007 | 100 | 0 | 553.59 | 0 | 0 | 0 | 0 | 0 | 0 | 0 | 0 | 1657.47 | 0 | 173.07 | 73.07 | 0 | 1495.3399 | 4726.5755 | 100 | 6221.9154 | 6221.98 | -0.064551
2008 | 100 | 0 | 559.73 | 0 | 0 | 0 | 0 | 0 | 0 | 0 | 0 | 1657.47 | 0 | 132.96 | 32.96 | 0 | 1495.3399 | 4726.5755 | 100 | 6221.9154 | 6221.98 | -0.064551
2009 | 100 | 0 | 565.87 | 0 | 0 | 0 | 0 | 0 | 0 | 0 | 0 | 1657.47 | 19.66 | 80.34 | 0 | 0 | 1495.3399 | 3797.3308 | 80.34 | 5292.6707 | 5292.55 | 0.1207
2010 | 100 | 0 | 572 | 0 | 0 | 0 | 0 | 0 | 0 | 0 | 0 | 1657.47 | 75.16 | 24.84 | 0 | 0 | 1495.3399 | 1174.0814 | 24.84 | 2669.4213 | 2669.39 | 0.031282
2011 | 85.28 | 0 | 569.11 | 0 | 0 | 0 | 0 | 0 | 0 | 0 | 0 | 1657.47 | 85.28 | 0 | 0 | 0 | 1495.3399 | 0 | 0 | 1495.3399 | 1495.4 | -0.060079
2012 | 85.28 | 0 | 566.21 | 0 | 0 | 0 | 0 | 0 | 0 | 0 | 0 | 1657.47 | 85.28 | 0 | 0 | 0 | 1495.3399 | 0 | 0 | 1495.3399 | 1495.4 | -0.060079
2013 | 85.28 | 0 | 563.31 | 0 | 0 | 0 | 0 | 0 | 0 | 0 | 0 | 1657.47 | 85.28 | 0 | 0 | 0 | 1495.3399 | 0 | 0 | 1495.3399 | 1495.4 | -0.060079
2014 | 85.28 | 0 | 560.42 | 0 | 0 | 0 | 0 | 0 | 0 | 0 | 0 | 1657.47 | 85.28 | 0 | 0 | 0 | 1495.3399 | 0 | 0 | 1495.3399 | 1495.4 | -0.060079
2015 | 85.28 | 0 | 557.52 | 0 | 0 | 0 | 0 | 0 | 0 | 0 | 0 | 1657.47 | 85.28 | 0 | 0 | 0 | 1495.3399 | 0 | 0 | 1495.3399 | 1495.4 | -0.060079
2016 | 85.28 | 0 | 554.63 | 0 | 0 | 0 | 0 | 0 | 0 | 0 | 0 | 1657.47 | 85.28 | 0 | 0 | 0 | 1495.3399 | 0 | 0 | 1495.3399 | 1495.4 | -0.060079
2017 | 85.28 | 0 | 551.73 | 0 | 0 | 0 | 0 | 0 | 0 | 0 | 0 | 1657.47 | 85.28 | 0 | 0 | 0 | 1495.3399 | 0 | 0 | 1495.3399 | 1495.4 | -0.060079
2018 | 85.28 | 0 | 548.83 | 0 | 0 | 0 | 0 | 0 | 0 | 0 | 0 | 1657.47 | 85.28 | 0 | 0 | 0 | 1495.3399 | 0 | 0 | 1495.3399 | 1495.4 | -0.060079
2019 | 85.28 | 0 | 545.94 | 0 | 0 | 0 | 0 | 0 | 0 | 0 | 0 | 1657.47 | 85.28 | 0 | 0 | 0 | 1495.3399 | 0 | 0 | 1495.3399 | 1495.4 | -0.060079
2020 | 85.28 | 0 | 543.04 | 0 | 0 | 0 | 0 | 0 | 0 | 0 | 0 | 1657.47 | 85.28 | 0 | 0 | 0 | 1495.3399 | 0 | 0 | 1495.3399 | 1495.4 | -0.060079
2021 | 85.28 | 0 | 540.14 | 0 | 0 | 0 | 0 | 0 | 0 | 0 | 0 | 1657.47 | 85.28 | 0 | 0 | 0 | 1495.3399 | 0 | 0 | 1495.3399 | 1495.4 | -0.060079
2022 | 85.28 | 0 | 537.25 | 0 | 0 | 0 | 0 | 0 | 0 | 0 | 0 | 1657.47 | 85.28 | 0 | 0 | 0 | 1495.3399 | 0 | 0 | 1495.3399 | 1495.4 | -0.060079
2023 | 92.79 | 0 | 538.96 | 0 | 0 | 0 | 0 | 0 | 0 | 0 | 0 | 1657.47 | 85.28 | 7.51 | 0 | 0 | 1495.3399 | 354.9658 | 7.51 | 1850.3057 | 1850.15 | 0.15574
2024 | 100 | 0 | 545.09 | 0 | 0 | 0 | 0 | 0 | 0 | 0 | 0 | 1657.47 | 43.31 | 56.69 | 0 | 0 | 1495.3399 | 2679.4957 | 56.69 | 4174.8356 | 4174.99 | -0.15441
2025 | 100 | 0 | 551.23 | 0 | 0 | 0 | 0 | 0 | 0 | 0 | 0 | 1657.47 | 0 | 114.58 | 14.58 | 0 | 1495.3399 | 4726.5755 | 100 | 6221.9154 | 6221.98 | -0.064551
2026 | 100 | 0 | 557.37 | 0 | 0 | 0 | 0 | 0 | 0 | 0 | 0 | 1657.47 | 0 | 159.54 | 59.54 | 0 | 1495.3399 | 4726.5755 | 100 | 6221.9154 | 6221.98 | -0.064551
2027 | 100 | 0 | 563.5 | 0 | 0 | 0 | 0 | 0 | 0 | 0 | 0 | 1657.47 | 0 | 170.6 | 70.6 | 0 | 1495.3399 | 4726.5755 | 100 | 6221.9154 | 6221.98 | -0.064551
2028 | 100 | 0 | 569.64 | 0 | 0 | 0 | 0 | 0 | 0 | 0 | 0 | 1657.47 | 0 | 200 | 100 | 0 | 1495.3399 | 4726.5755 | 100 | 6221.9154 | 6221.98 | -0.064551
2029 | 100 | 0 | 575.78 | 0 | 0 | 0 | 0 | 0 | 0 | 0 | 0 | 1657.47 | 0 | 176.33 | 76.33 | 0 | 1495.3399 | 4726.5755 | 100 | 6221.9154 | 6221.98 | -0.064551
2030 | 100 | 0 | 581.91 | 0 | 0 | 0 | 0 | 0 | 0 | 0 | 0 | 1657.47 | 0 | 164.97 | 64.97 | 0 | 1495.3399 | 4726.5755 | 100 | 6221.9154 | 6221.98 | -0.064551
2031 | 100 | 0 | 588.05 | 0 | 0 | 0 | 0 | 0 | 0 | 0 | 0 | 1657.47 | 0 | 148.34 | 48.34 | 0 | 1495.3399 | 4726.5755 | 100 | 6221.9154 | 6221.98 | -0.064551
2032 | 100 | 0 | 594.18 | 0 | 0 | 0 | 0 | 0 | 0 | 0 | 0 | 1657.47 | 1.93 | 98.07 | 0 | 0 | 1495.3399 | 4635.3526 | 98.07 | 6130.6925 | 6130.57 | 0.12254
2033 | 100 | 0 | 600.32 | 0 | 0 | 0 | 0 | 0 | 0 | 0 | 0 | 1657.47 | 37.27 | 62.73 | 0 | 0 | 1495.3399 | 2964.9808 | 62.73 | 4460.3207 | 4460.2 | 0.12075
2034 | 100 | 0 | 606.46 | 0 | 0 | 0 | 0 | 0 | 0 | 0 | 0 | 1657.47 | 79.42 | 20.58 | 0 | 0 | 1495.3399 | 972.7292 | 20.58 | 2468.0692 | 2468.32 | -0.25084
2035 | 85.28 | 0 | 603.56 | 0 | 0 | 0 | 0 | 0 | 0 | 0 | 0 | 1657.47 | 85.28 | 0 | 0 | 0 | 1495.3399 | 0 | 0 | 1495.3399 | 1495.4 | -0.060079
2036 | 85.28 | 0 | 600.66 | 0 | 0 | 0 | 0 | 0 | 0 | 0 | 0 | 1657.47 | 85.28 | 0 | 0 | 0 | 1495.3399 | 0 | 0 | 1495.3399 | 1495.4 | -0.060079
2037 | 85.28 | 0 | 597.77 | 0 | 0 | 0 | 0 | 0 | 0 | 0 | 0 | 1657.47 | 85.28 | 0 | 0 | 0 | 1495.3399 | 0 | 0 | 1495.3399 | 1495.4 | -0.060079
2038 | 85.28 | 0 | 594.87 | 0 | 0 | 0 | 0 | 0 | 0 | 0 | 0 | 1657.47 | 85.28 | 0 | 0 | 0 | 1495.3399 | 0 | 0 | 1495.3399 | 1495.4 | -0.060079
2039 | 85.28 | 0 | 591.98 | 0 | 0 | 0 | 0 | 0 | 0 | 0 | 0 | 1657.47 | 85.28 | 0 | 0 | 0 | 1495.3399 | 0 | 0 | 1495.3399 | 1495.4 | -0.060079
2040 | 85.28 | 0 | 589.08 | 0 | 0 | 0 | 0 | 0 | 0 | 0 | 0 | 1657.47 | 85.28 | 0 | 0 | 0 | 1495.3399 | 0 | 0 | 1495.3399 | 1495.4 | -0.060079
2041 | 85.28 | 0 | 586.18 | 0 | 0 | 0 | 0 | 0 | 0 | 0 | 0 | 1657.47 | 85.28 | 0 | 0 | 0 | 1495.3399 | 0 | 0 | 1495.3399 | 1495.4 | -0.060079
2042 | 85.28 | 0 | 583.29 | 0 | 0 | 0 | 0 | 0 | 0 | 0 | 0 | 1657.47 | 85.28 | 0 | 0 | 0 | 1495.3399 | 0 | 0 | 1495.3399 | 1495.4 | -0.060079
2043 | 85.28 | 0 | 580.39 | 0 | 0 | 0 | 0 | 0 | 0 | 0 | 0 | 1657.47 | 85.28 | 0 | 0 | 0 | 1495.3399 | 0 | 0 | 1495.3399 | 1495.4 | -0.060079
2044 | 85.28 | 0 | 577.5 | 0 | 0 | 0 | 0 | 0 | 0 | 0 | 0 | 1657.47 | 85.28 | 0 | 0 | 0 | 1495.3399 | 0 | 0 | 1495.3399 | 1495.4 | -0.060079
2045 | 85.28 | 0 | 574.6 | 0 | 0 | 0 | 0 | 0 | 0 | 0 | 0 | 1657.47 | 85.28 | 0 | 0 | 0 | 1495.3399 | 0 | 0 | 1495.3399 | 1495.4 | -0.060079
2046 | 85.28 | 0 | 571.7 | 0 | 0 | 0 | 0 | 0 | 0 | 0 | 0 | 1657.47 | 85.28 | 0 | 0 | 0 | 1495.3399 | 0 | 0 | 1495.3399 | 1495.4 | -0.060079
2047 | 93.38 | 0 | 573.78 | 0 | 0 | 0 | 0 | 0 | 0 | 0 | 0 | 1657.47 | 85.28 | 8.1 | 0 | 0 | 1495.3399 | 382.8526 | 8.1 | 1878.1925 | 1878.08 | 0.11254
2048 | 100 | 0 | 579.91 | 0 | 0 | 0 | 0 | 0 | 0 | 0 | 0 | 1657.47 | 44.1 | 55.9 | 0 | 0 | 1495.3399 | 2642.1557 | 55.9 | 4137.4956 | 4137.46 | 0.035641
2049 | 100 | 0 | 586.05 | 0 | 0 | 0 | 0 | 0 | 0 | 0 | 0 | 1657.47 | 0 | 111.23 | 11.23 | 0 | 1495.3399 | 4726.5755 | 100 | 6221.9154 | 6221.98 | -0.064551
2050 | 100 | 0 | 592.18 | 0 | 0 | 0 | 0 | 0 | 0 | 0 | 0 | 1657.47 | 0 | 156.75 | 56.75 | 0 | 1495.3399 | 4726.5755 | 100 | 6221.9154 | 6221.98 | -0.064551
2051 | 100 | 0 | 598.32 | 0 | 0 | 0 | 0 | 0 | 0 | 0 | 0 | 1657.47 | 0 | 188.59 | 88.59 | 0 | 1495.3399 | 4726.5755 | 100 | 6221.9154 | 6221.98 | -0.064551
2052 | 100 | 0 | 604.46 | 0 | 0 | 0 | 0 | 0 | 0 | 0 | 0 | 1657.47 | 0 | 200 | 100 | 0 | 1495.3399 | 4726.5755 | 100 | 6221.9154 | 6221.98 | -0.064551
2053 | 100 | 0 | 610.59 | 0 | 0 | 0 | 0 | 0 | 0 | 0 | 0 | 1657.47 | 0 | 186.41 | 86.41 | 0 | 1495.3399 | 4726.5755 | 100 | 6221.9154 | 6221.98 | -0.064551
2054 | 100 | 0 | 616.73 | 0 | 0 | 0 | 0 | 0 | 0 | 0 | 0 | 1657.47 | 0 | 170.12 | 70.12 | 0 | 1495.3399 | 4726.5755 | 100 | 6221.9154 | 6221.98 | -0.064551
2055 | 100 | 0 | 622.87 | 0 | 0 | 0 | 0 | 0 | 0 | 0 | 0 | 1657.47 | 0 | 135.53 | 35.53 | 0 | 1495.3399 | 4726.5755 | 100 | 6221.9154 | 6221.98 | -0.064551
2056 | 100 | 0 | 629 | 0 | 0 | 0 | 0 | 0 | 0 | 0 | 0 | 1657.47 | 0 | 106.72 | 6.72 | 0 | 1495.3399 | 4726.5755 | 100 | 6221.9154 | 6221.98 | -0.064551
2057 | 100 | 0 | 635.14 | 0 | 0 | 0 | 0 | 0 | 0 | 0 | 0 | 1657.47 | 47.77 | 52.23 | 0 | 0 | 1495.3399 | 2468.6904 | 52.23 | 3964.0303 | 3964 | 0.030319
2058 | 100 | 0 | 641.27 | 0 | 0 | 0 | 0 | 0 | 0 | 0 | 0 | 1657.47 | 82.78 | 17.22 | 0 | 0 | 1495.3399 | 813.9163 | 17.22 | 2309.2562 | 2309.31 | -0.053773
2059 | 85.28 | 0 | 638.38 | 0 | 0 | 0 | 0 | 0 | 0 | 0 | 0 | 1657.47 | 85.28 | 0 | 0 | 0 | 1495.3399 | 0 | 0 | 1495.3399 | 1495.4 | -0.060079
2060 | 85.28 | 0 | 635.48 | 0 | 0 | 0 | 0 | 0 | 0 | 0 | 0 | 1657.47 | 85.28 | 0 | 0 | 0 | 1495.3399 | 0 | 0 | 1495.3399 | 1495.4 | -0.060079
2061 | 85.28 | 0 | 632.59 | 0 | 0 | 0 | 0 | 0 | 0 | 0 | 0 | 1657.47 | 85.28 | 0 | 0 | 0 | 1495.3399 | 0 | 0 | 1495.3399 | 1495.4 | -0.060079
2062 | 85.28 | 0 | 629.69 | 0 | 0 | 0 | 0 | 0 | 0 | 0 | 0 | 1657.47 | 85.28 | 0 | 0 | 0 | 1495.3399 | 0 | 0 | 1495.3399 | 1495.4 | -0.060079
2063 | 85.28 | 0 | 626.79 | 0 | 0 | 0 | 0 | 0 | 0 | 0 | 0 | 1657.47 | 85.28 | 0 | 0 | 0 | 1495.3399 | 0 | 0 | 1495.3399 | 1495.4 | -0.060079
2064 | 85.28 | 0 | 623.9 | 0 | 0 | 0 | 0 | 0 | 0 | 0 | 0 | 1657.47 | 85.28 | 0 | 0 | 0 | 1495.3399 | 0 | 0 | 1495.3399 | 1495.4 | -0.060079
2065 | 85.28 | 0 | 621 | 0 | 0 | 0 | 0 | 0 | 0 | 0 | 0 | 1657.47 | 85.28 | 0 | 0 | 0 | 1495.3399 | 0 | 0 | 1495.3399 | 1495.4 | -0.060079
2066 | 85.28 | 0 | 618.1 | 0 | 0 | 0 | 0 | 0 | 0 | 0 | 0 | 1657.47 | 85.28 | 0 | 0 | 0 | 1495.3399 | 0 | 0 | 1495.3399 | 1495.4 | -0.060079
2067 | 85.28 | 0 | 615.21 | 0 | 0 | 0 | 0 | 0 | 0 | 0 | 0 | 1657.47 | 85.28 | 0 | 0 | 0 | 1495.3399 | 0 | 0 | 1495.3399 | 1495.4 | -0.060079
2068 | 85.28 | 0 | 612.31 | 0 | 0 | 0 | 0 | 0 | 0 | 0 | 0 | 1657.47 | 85.28 | 0 | 0 | 0 | 1495.3399 | 0 | 0 | 1495.3399 | 1495.4 | -0.060079
2069 | 85.28 | 0 | 609.42 | 0 | 0 | 0 | 0 | 0 | 0 | 0 | 0 | 1657.47 | 85.28 | 0 | 0 | 0 | 1495.3399 | 0 | 0 | 1495.3399 | 1495.4 | -0.060079
2070 | 85.28 | 0 | 606.52 | 0 | 0 | 0 | 0 | 0 | 0 | 0 | 0 | 1657.47 | 85.28 | 0 | 0 | 0 | 1495.3399 | 0 | 0 | 1495.3399 | 1495.4 | -0.060079
2071 | 94.16 | 0 | 609.07 | 0 | 0 | 0 | 0 | 0 | 0 | 0 | 0 | 1657.47 | 85.28 | 8.88 | 0 | 0 | 1495.3399 | 419.7199 | 8.88 | 1915.0598 | 1915.17 | -0.11017
2072 | 100 | 0 | 615.21 | 0 | 0 | 0 | 0 | 0 | 0 | 0 | 0 | 1657.47 | 37.57 | 62.43 | 0 | 0 | 1495.3399 | 2950.8011 | 62.43 | 4446.141 | 4446.2 | -0.058977
2073 | 100 | 0 | 621.35 | 0 | 0 | 0 | 0 | 0 | 0 | 0 | 0 | 1657.47 | 0 | 123.77 | 23.77 | 0 | 1495.3399 | 4726.5755 | 100 | 6221.9154 | 6221.98 | -0.064551
2074 | 100 | 0 | 627.48 | 0 | 0 | 0 | 0 | 0 | 0 | 0 | 0 | 1657.47 | 0 | 172.66 | 72.66 | 0 | 1495.3399 | 4726.5755 | 100 | 6221.9154 | 6221.98 | -0.064551
2075 | 100 | 0 | 633.62 | 0 | 0 | 0 | 0 | 0 | 0 | 0 | 0 | 1657.47 | 0 | 174.79 | 74.79 | 0 | 1495.3399 | 4726.5755 | 100 | 6221.9154 | 6221.98 | -0.064551
2076 | 100 | 0 | 639.76 | 0 | 0 | 0 | 0 | 0 | 0 | 0 | 0 | 1657.47 | 2.02 | 97.98 | 0 | 0 | 1495.3399 | 4631.0987 | 97.98 | 6126.4386 | 6126.6 | -0.16138
2077 | 100 | 0 | 645.89 | 0 | 0 | 0 | 0 | 0 | 0 | 0 | 0 | 1657.47 | 0 | 152.97 | 52.97 | 0 | 1495.3399 | 4726.5755 | 100 | 6221.9154 | 6221.98 | -0.064551
2078 | 100 | 0 | 652.03 | 0 | 0 | 0 | 0 | 0 | 0 | 0 | 0 | 1657.47 | 0 | 142.74 | 42.74 | 0 | 1495.3399 | 4726.5755 | 100 | 6221.9154 | 6221.98 | -0.064551
2079 | 100 | 0 | 658.16 | 0 | 0 | 0 | 0 | 0 | 0 | 0 | 0 | 1657.47 | 0 | 165.29 | 65.29 | 0 | 1495.3399 | 4726.5755 | 100 | 6221.9154 | 6221.98 | -0.064551
2080 | 100 | 0 | 664.3 | 0 | 0 | 0 | 0 | 0 | 0 | 0 | 0 | 1657.47 | 1.65 | 98.35 | 0 | 0 | 1495.3399 | 4648.587 | 98.35 | 6143.927 | 6143.99 | -0.063047
2081 | 100 | 0 | 670.44 | 0 | 0 | 0 | 0 | 0 | 0 | 0 | 0 | 1657.47 | 54.03 | 45.97 | 0 | 0 | 1495.3399 | 2172.8068 | 45.97 | 3668.1467 | 3668.21 | -0.063309
2082 | 100 | 0 | 676.57 | 0 | 0 | 0 | 0 | 0 | 0 | 0 | 0 | 1657.47 | 73.09 | 26.91 | 0 | 0 | 1495.3399 | 1271.9215 | 26.91 | 2767.2614 | 2767.23 | 0.031395
2083 | 85.28 | 0 | 673.68 | 0 | 0 | 0 | 0 | 0 | 0 | 0 | 0 | 1657.47 | 85.28 | 0 | 0 | 0 | 1495.3399 | 0 | 0 | 1495.3399 | 1495.4 | -0.060079
2084 | 85.28 | 0 | 670.78 | 0 | 0 | 0 | 0 | 0 | 0 | 0 | 0 | 1657.47 | 85.28 | 0 | 0 | 0 | 1495.3399 | 0 | 0 | 1495.3399 | 1495.4 | -0.060079
2085 | 85.28 | 0 | 667.88 | 0 | 0 | 0 | 0 | 0 | 0 | 0 | 0 | 1657.47 | 85.28 | 0 | 0 | 0 | 1495.3399 | 0 | 0 | 1495.3399 | 1495.4 | -0.060079
2086 | 85.28 | 0 | 664.99 | 0 | 0 | 0 | 0 | 0 | 0 | 0 | 0 | 1657.47 | 85.28 | 0 | 0 | 0 | 1495.3399 | 0 | 0 | 1495.3399 | 1495.4 | -0.060079
2087 | 85.28 | 0 | 662.09 | 0 | 0 | 0 | 0 | 0 | 0 | 0 | 0 | 1657.47 | 85.28 | 0 | 0 | 0 | 1495.3399 | 0 | 0 | 1495.3399 | 1495.4 | -0.060079
2088 | 85.28 | 0 | 659.2 | 0 | 0 | 0 | 0 | 0 | 0 | 0 | 0 | 1657.47 | 85.28 | 0 | 0 | 0 | 1495.3399 | 0 | 0 | 1495.3399 | 1495.4 | -0.060079
2089 | 85.28 | 0 | 656.3 | 0 | 0 | 0 | 0 | 0 | 0 | 0 | 0 | 1657.47 | 85.28 | 0 | 0 | 0 | 1495.3399 | 0 | 0 | 1495.3399 | 1495.4 | -0.060079
2090 | 85.28 | 0 | 653.4 | 0 | 0 | 0 | 0 | 0 | 0 | 0 | 0 | 1657.47 | 85.28 | 0 | 0 | 0 | 1495.3399 | 0 | 0 | 1495.3399 | 1495.4 | -0.060079
2091 | 85.28 | 0 | 650.51 | 0 | 0 | 0 | 0 | 0 | 0 | 0 | 0 | 1657.47 | 85.28 | 0 | 0 | 0 | 1495.3399 | 0 | 0 | 1495.3399 | 1495.4 | -0.060079
2092 | 85.28 | 0 | 647.61 | 0 | 0 | 0 | 0 | 0 | 0 | 0 | 0 | 1657.47 | 85.28 | 0 | 0 | 0 | 1495.3399 | 0 | 0 | 1495.3399 | 1495.4 | -0.060079
2093 | 85.28 | 0 | 644.71 | 0 | 0 | 0 | 0 | 0 | 0 | 0 | 0 | 1657.47 | 85.28 | 0 | 0 | 0 | 1495.3399 | 0 | 0 | 1495.3399 | 1495.4 | -0.060079
2094 | 85.28 | 0 | 641.82 | 0 | 0 | 0 | 0 | 0 | 0 | 0 | 0 | 1657.47 | 85.28 | 0 | 0 | 0 | 1495.3399 | 0 | 0 | 1495.3399 | 1495.4 | -0.060079
2095 | 94.59 | 0 | 644.64 | 0 | 0 | 0 | 0 | 0 | 0 | 0 | 0 | 1657.47 | 85.28 | 9.31 | 0 | 0 | 1495.3399 | 440.0442 | 9.31 | 1935.3841 | 1935.49 | -0.1059
2096 | 100 | 0 | 650.77 | 0 | 0 | 0 | 0 | 0 | 0 | 0 | 0 | 1657.47 | 36.73 | 63.27 | 0 | 0 | 1495.3399 | 2990.5043 | 63.27 | 4485.8443 | 4485.91 | -0.065743
2097 | 100 | 0 | 656.91 | 0 | 0 | 0 | 0 | 0 | 0 | 0 | 0 | 1657.47 | 0 | 122.08 | 22.08 | 0 | 1495.3399 | 4726.5755 | 100 | 6221.9154 | 6221.98 | -0.064551
2098 | 100 | 0 | 663.05 | 0 | 0 | 0 | 0 | 0 | 0 | 0 | 0 | 1657.47 | 0 | 168.28 | 68.28 | 0 | 1495.3399 | 4726.5755 | 100 | 6221.9154 | 6221.98 | -0.064551
2099 | 100 | 0 | 669.18 | 0 | 0 | 0 | 0 | 0 | 0 | 0 | 0 | 1657.47 | 0 | 200 | 100 | 0 | 1495.3399 | 4726.5755 | 100 | 6221.9154 | 6221.98 | -0.064551
2100 | 100 | 0 | 675.32 | 0 | 0 | 0 | 0 | 0 | 0 | 0 | 0 | 1657.47 | 0 | 200 | 100 | 0 | 1495.3399 | 4726.5755 | 100 | 6221.9154 | 6221.98 | -0.064551
2101 | 100 | 0 | 681.45 | 0 | 0 | 0 | 0 | 0 | 0 | 0 | 0 | 1657.47 | 0 | 200 | 100 | 0 | 1495.3399 | 4726.5755 | 100 | 6221.9154 | 6221.98 | -0.064551
2102 | 100 | 0 | 687.59 | 0 | 0 | 0 | 0 | 0 | 0 | 0 | 0 | 1657.47 | 0 | 164.91 | 64.91 | 0 | 1495.3399 | 4726.5755 | 100 | 6221.9154 | 6221.98 | -0.064551
2103 | 100 | 0 | 693.73 | 0 | 0 | 0 | 0 | 0 | 0 | 0 | 0 | 1657.47 | 0 | 177.08 | 77.08 | 0 | 1495.3399 | 4726.5755 | 100 | 6221.9154 | 6221.98 | -0.064551
2104 | 100 | 0 | 699.86 | 0 | 0 | 0 | 0 | 0 | 0 | 0 | 0 | 1657.47 | 0 | 135.96 | 35.96 | 0 | 1495.3399 | 4726.5755 | 100 | 6221.9154 | 6221.98 | -0.064551
2105 | 100 | 0 | 706 | 0 | 0 | 0 | 0 | 0 | 0 | 0 | 0 | 1657.47 | 17.79 | 82.21 | 0 | 0 | 1495.3399 | 3885.7177 | 82.21 | 5381.0577 | 5381.12 | -0.062338
2106 | 100 | 0 | 712.14 | 0 | 0 | 0 | 0 | 0 | 0 | 0 | 0 | 1657.47 | 74.05 | 25.95 | 0 | 0 | 1495.3399 | 1226.5463 | 25.95 | 2721.8863 | 2722.04 | -0.15373
2107 | 85.28 | 0 | 709.24 | 0 | 0 | 0 | 0 | 0 | 0 | 0 | 0 | 1657.47 | 85.28 | 0 | 0 | 0 | 1495.3399 | 0 | 0 | 1495.3399 | 1495.4 | -0.060079
2108 | 85.28 | 0 | 706.34 | 0 | 0 | 0 | 0 | 0 | 0 | 0 | 0 | 1657.47 | 85.28 | 0 | 0 | 0 | 1495.3399 | 0 | 0 | 1495.3399 | 1495.4 | -0.060079
2109 | 85.28 | 0 | 703.45 | 0 | 0 | 0 | 0 | 0 | 0 | 0 | 0 | 1657.47 | 85.28 | 0 | 0 | 0 | 1495.3399 | 0 | 0 | 1495.3399 | 1495.4 | -0.060079
2110 | 85.28 | 0 | 700.55 | 0 | 0 | 0 | 0 | 0 | 0 | 0 | 0 | 1657.47 | 85.28 | 0 | 0 | 0 | 1495.3399 | 0 | 0 | 1495.3399 | 1495.4 | -0.060079
2111 | 85.28 | 0 | 697.65 | 0 | 0 | 0 | 0 | 0 | 0 | 0 | 0 | 1657.47 | 85.28 | 0 | 0 | 0 | 1495.3399 | 0 | 0 | 1495.3399 | 1495.4 | -0.060079
2112 | 85.28 | 0 | 694.76 | 0 | 0 | 0 | 0 | 0 | 0 | 0 | 0 | 1657.47 | 85.28 | 0 | 0 | 0 | 1495.3399 | 0 | 0 | 1495.3399 | 1495.4 | -0.060079
2113 | 85.28 | 0 | 691.86 | 0 | 0 | 0 | 0 | 0 | 0 | 0 | 0 | 1657.47 | 85.28 | 0 | 0 | 0 | 1495.3399 | 0 | 0 | 1495.3399 | 1495.4 | -0.060079
2114 | 85.28 | 0 | 688.97 | 0 | 0 | 0 | 0 | 0 | 0 | 0 | 0 | 1657.47 | 85.28 | 0 | 0 | 0 | 1495.3399 | 0 | 0 | 1495.3399 | 1495.4 | -0.060079
2115 | 85.28 | 0 | 686.07 | 0 | 0 | 0 | 0 | 0 | 0 | 0 | 0 | 1657.47 | 85.28 | 0 | 0 | 0 | 1495.3399 | 0 | 0 | 1495.3399 | 1495.4 | -0.060079
2116 | 85.28 | 0 | 683.17 | 0 | 0 | 0 | 0 | 0 | 0 | 0 | 0 | 1657.47 | 85.28 | 0 | 0 | 0 | 1495.3399 | 0 | 0 | 1495.3399 | 1495.4 | -0.060079
2117 | 85.28 | 0 | 680.28 | 0 | 0 | 0 | 0 | 0 | 0 | 0 | 0 | 1657.47 | 85.28 | 0 | 0 | 0 | 1495.3399 | 0 | 0 | 1495.3399 | 1495.4 | -0.060079
2118 | 85.28 | 0 | 677.38 | 0 | 0 | 0 | 0 | 0 | 0 | 0 | 0 | 1657.47 | 85.28 | 0 | 0 | 0 | 1495.3399 | 0 | 0 | 1495.3399 | 1495.4 | -0.060079
2119 | 95.06 | 0 | 680.49 | 0 | 0 | 0 | 0 | 0 | 0 | 0 | 0 | 1657.47 | 85.28 | 9.78 | 0 | 0 | 1495.3399 | 462.2591 | 9.78 | 1957.599 | 1957.82 | -0.22099
2120 | 100 | 0 | 686.63 | 0 | 0 | 0 | 0 | 0 | 0 | 0 | 0 | 1657.47 | 41.33 | 58.67 | 0 | 0 | 1495.3399 | 2773.0819 | 58.67 | 4268.4218 | 4268.39 | 0.031783
2121 | 100 | 0 | 692.76 | 0 | 0 | 0 | 0 | 0 | 0 | 0 | 0 | 1657.47 | 0 | 114.19 | 14.19 | 0 | 1495.3399 | 4726.5755 | 100 | 6221.9154 | 6221.98 | -0.064551
2122 | 100 | 0 | 698.9 | 0 | 0 | 0 | 0 | 0 | 0 | 0 | 0 | 1657.47 | 0 | 157.53 | 57.53 | 0 | 1495.3399 | 4726.5755 | 100 | 6221.9154 | 6221.98 | -0.064551
2123 | 100 | 0 | 705.03 | 0 | 0 | 0 | 0 | 0 | 0 | 0 | 0 | 1657.47 | 0 | 184.72 | 84.72 | 0 | 1495.3399 | 4726.5755 | 100 | 6221.9154 | 6221.98 | -0.064551
2124 | 100 | 0 | 711.17 | 0 | 0 | 0 | 0 | 0 | 0 | 0 | 0 | 1657.47 | 0 | 199.58 | 99.58 | 0 | 1495.3399 | 4726.5755 | 100 | 6221.9154 | 6221.98 | -0.064551
2125 | 100 | 0 | 717.31 | 0 | 0 | 0 | 0 | 0 | 0 | 0 | 0 | 1657.47 | 0 | 200 | 100 | 0 | 1495.3399 | 4726.5755 | 100 | 6221.9154 | 6221.98 | -0.064551
2126 | 100 | 0 | 723.44 | 0 | 0 | 0 | 0 | 0 | 0 | 0 | 0 | 1657.47 | 0 | 192.76 | 92.76 | 0 | 1495.3399 | 4726.5755 | 100 | 6221.9154 | 6221.98 | -0.064551
2127 | 100 | 0 | 729.58 | 0 | 0 | 0 | 0 | 0 | 0 | 0 | 0 | 1657.47 | 0 | 169.68 | 69.68 | 0 | 1495.3399 | 4726.5755 | 100 | 6221.9154 | 6221.98 | -0.064551
2128 | 100 | 0 | 735.72 | 0 | 0 | 0 | 0 | 0 | 0 | 0 | 0 | 1657.47 | 0 | 132.82 | 32.82 | 0 | 1495.3399 | 4726.5755 | 100 | 6221.9154 | 6221.98 | -0.064551
2129 | 100 | 0 | 741.85 | 0 | 0 | 0 | 0 | 0 | 0 | 0 | 0 | 1657.47 | 19.05 | 80.95 | 0 | 0 | 1495.3399 | 3826.1629 | 80.95 | 5321.5028 | 5321.57 | -0.067189
2130 | 100 | 0 | 747.99 | 0 | 0 | 0 | 0 | 0 | 0 | 0 | 0 | 1657.47 | 74.34 | 25.66 | 0 | 0 | 1495.3399 | 1212.8393 | 25.66 | 2708.1792 | 2708.34 | -0.1608
2131 | 85.28 | 0 | 745.09 | 0 | 0 | 0 | 0 | 0 | 0 | 0 | 0 | 1657.47 | 85.28 | 0 | 0 | 0 | 1495.3399 | 0 | 0 | 1495.3399 | 1495.4 | -0.060079
2132 | 85.28 | 0 | 742.2 | 0 | 0 | 0 | 0 | 0 | 0 | 0 | 0 | 1657.47 | 85.28 | 0 | 0 | 0 | 1495.3399 | 0 | 0 | 1495.3399 | 1495.4 | -0.060079
2133 | 85.28 | 0 | 739.3 | 0 | 0 | 0 | 0 | 0 | 0 | 0 | 0 | 1657.47 | 85.28 | 0 | 0 | 0 | 1495.3399 | 0 | 0 | 1495.3399 | 1495.4 | -0.060079
2134 | 85.28 | 0 | 736.4 | 0 | 0 | 0 | 0 | 0 | 0 | 0 | 0 | 1657.47 | 85.28 | 0 | 0 | 0 | 1495.3399 | 0 | 0 | 1495.3399 | 1495.4 | -0.060079
2135 | 85.28 | 0 | 733.51 | 0 | 0 | 0 | 0 | 0 | 0 | 0 | 0 | 1657.47 | 85.28 | 0 | 0 | 0 | 1495.3399 | 0 | 0 | 1495.3399 | 1495.4 | -0.060079
2136 | 85.28 | 0 | 730.61 | 0 | 0 | 0 | 0 | 0 | 0 | 0 | 0 | 1657.47 | 85.28 | 0 | 0 | 0 | 1495.3399 | 0 | 0 | 1495.3399 | 1495.4 | -0.060079
2137 | 85.28 | 0 | 727.71 | 0 | 0 | 0 | 0 | 0 | 0 | 0 | 0 | 1657.47 | 85.28 | 0 | 0 | 0 | 1495.3399 | 0 | 0 | 1495.3399 | 1495.4 | -0.060079
2138 | 85.28 | 0 | 724.82 | 0 | 0 | 0 | 0 | 0 | 0 | 0 | 0 | 1657.47 | 85.28 | 0 | 0 | 0 | 1495.3399 | 0 | 0 | 1495.3399 | 1495.4 | -0.060079
2139 | 85.28 | 0 | 721.92 | 0 | 0 | 0 | 0 | 0 | 0 | 0 | 0 | 1657.47 | 85.28 | 0 | 0 | 0 | 1495.3399 | 0 | 0 | 1495.3399 | 1495.4 | -0.060079
2140 | 85.28 | 0 | 719.03 | 0 | 0 | 0 | 0 | 0 | 0 | 0 | 0 | 1657.47 | 85.28 | 0 | 0 | 0 | 1495.3399 | 0 | 0 | 1495.3399 | 1495.4 | -0.060079
2141 | 85.28 | 0 | 716.13 | 0 | 0 | 0 | 0 | 0 | 0 | 0 | 0 | 1657.47 | 85.28 | 0 | 0 | 0 | 1495.3399 | 0 | 0 | 1495.3399 | 1495.4 | -0.060079
2142 | 85.28 | 0 | 713.23 | 0 | 0 | 0 | 0 | 0 | 0 | 0 | 0 | 1657.47 | 85.28 | 0 | 0 | 0 | 1495.3399 | 0 | 0 | 1495.3399 | 1495.4 | -0.060079
2143 | 95.87 | 0 | 716.84 | 0 | 0 | 0 | 0 | 0 | 0 | 0 | 0 | 1657.47 | 85.28 | 10.59 | 0 | 0 | 1495.3399 | 500.5443 | 10.59 | 1995.8843 | 1996.04 | -0.15573
2144 | 100 | 0 | 722.97 | 0 | 0 | 0 | 0 | 0 | 0 | 0 | 0 | 1657.47 | 39.59 | 60.41 | 0 | 0 | 1495.3399 | 2855.3243 | 60.41 | 4350.6642 | 4350.63 | 0.034197
2145 | 100 | 0 | 729.11 | 0 | 0 | 0 | 0 | 0 | 0 | 0 | 0 | 1657.47 | 0 | 116.8 | 16.8 | 0 | 1495.3399 | 4726.5755 | 100 | 6221.9154 | 6221.98 | -0.064551
2146 | 100 | 0 | 735.25 | 0 | 0 | 0 | 0 | 0 | 0 | 0 | 0 | 1657.47 | 0 | 127.37 | 27.37 | 0 | 1495.3399 | 4726.5755 | 100 | 6221.9154 | 6221.98 | -0.064551
2147 | 100 | 0 | 741.38 | 0 | 0 | 0 | 0 | 0 | 0 | 0 | 0 | 1657.47 | 0 | 191.88 | 91.88 | 0 | 1495.3399 | 4726.5755 | 100 | 6221.9154 | 6221.98 | -0.064551
2148 | 100 | 0 | 747.52 | 0 | 0 | 0 | 0 | 0 | 0 | 0 | 0 | 1657.47 | 0 | 200 | 100 | 0 | 1495.3399 | 4726.5755 | 100 | 6221.9154 | 6221.98 | -0.064551
2149 | 100 | 0 | 753.65 | 0 | 0 | 0 | 0 | 0 | 0 | 0 | 0 | 1657.47 | 0 | 200 | 100 | 0 | 1495.3399 | 4726.5755 | 100 | 6221.9154 | 6221.98 | -0.064551
2150 | 100 | 0 | 759.79 | 0 | 0 | 0 | 0 | 0 | 0 | 0 | 0 | 1657.47 | 0 | 197.21 | 97.21 | 0 | 1495.3399 | 4726.5755 | 100 | 6221.9154 | 6221.98 | -0.064551
2151 | 100 | 0 | 765.93 | 0 | 0 | 0 | 0 | 0 | 0 | 0 | 0 | 1657.47 | 0 | 171.6 | 71.6 | 0 | 1495.3399 | 4726.5755 | 100 | 6221.9154 | 6221.98 | -0.064551
2152 | 100 | 0 | 772.06 | 0 | 0 | 0 | 0 | 0 | 0 | 0 | 0 | 1657.47 | 0 | 133.13 | 33.13 | 0 | 1495.3399 | 4726.5755 | 100 | 6221.9154 | 6221.98 | -0.064551
2153 | 100 | 0 | 778.2 | 0 | 0 | 0 | 0 | 0 | 0 | 0 | 0 | 1657.47 | 18.74 | 81.26 | 0 | 0 | 1495.3399 | 3840.8153 | 81.26 | 5336.1552 | 5336.12 | 0.035195
2154 | 100 | 0 | 784.34 | 0 | 0 | 0 | 0 | 0 | 0 | 0 | 0 | 1657.47 | 74.05 | 25.95 | 0 | 0 | 1495.3399 | 1226.5463 | 25.95 | 2721.8863 | 2722.14 | -0.25373
2155 | 85.28 | 0 | 781.44 | 0 | 0 | 0 | 0 | 0 | 0 | 0 | 0 | 1657.47 | 85.28 | 0 | 0 | 0 | 1495.3399 | 0 | 0 | 1495.3399 | 1495.4 | -0.060079
2156 | 85.28 | 0 | 778.54 | 0 | 0 | 0 | 0 | 0 | 0 | 0 | 0 | 1657.47 | 85.28 | 0 | 0 | 0 | 1495.3399 | 0 | 0 | 1495.3399 | 1495.4 | -0.060079
2157 | 85.28 | 0 | 775.65 | 0 | 0 | 0 | 0 | 0 | 0 | 0 | 0 | 1657.47 | 85.28 | 0 | 0 | 0 | 1495.3399 | 0 | 0 | 1495.3399 | 1495.4 | -0.060079
2158 | 85.28 | 0 | 772.75 | 0 | 0 | 0 | 0 | 0 | 0 | 0 | 0 | 1657.47 | 85.28 | 0 | 0 | 0 | 1495.3399 | 0 | 0 | 1495.3399 | 1495.4 | -0.060079
2159 | 85.28 | 0 | 769.86 | 0 | 0 | 0 | 0 | 0 | 0 | 0 | 0 | 1657.47 | 85.28 | 0 | 0 | 0 | 1495.3399 | 0 | 0 | 1495.3399 | 1495.4 | -0.060079
2160 | 85.28 | 0 | 766.96 | 0 | 0 | 0 | 0 | 0 | 0 | 0 | 0 | 1657.47 | 85.28 | 0 | 0 | 0 | 1495.3399 | 0 | 0 | 1495.3399 | 1495.4 | -0.060079
2161 | 80.44 | 0 | 761.09 | 0 | 0 | 0 | 0 | 0 | 0 | 0 | 0 | 1657.47 | 80.44 | 0 | 0 | 0 | 1495.3399 | 0 | 0 | 1495.3399 | 1495.4 | -0.060079
2162 | 80.44 | 0 | 755.23 | 0 | 0 | 0 | 0 | 0 | 0 | 0 | 0 | 1657.47 | 80.44 | 0 | 0 | 0 | 1495.3399 | 0 | 0 | 1495.3399 | 1495.4 | -0.060079
2163 | 80.44 | 0 | 749.36 | 0 | 0 | 0 | 0 | 0 | 0 | 0 | 0 | 1657.47 | 80.44 | 0 | 0 | 0 | 1495.3399 | 0 | 0 | 1495.3399 | 1495.4 | -0.060079
2164 | 80.44 | 0 | 743.5 | 0 | 0 | 0 | 0 | 0 | 0 | 0 | 0 | 1657.47 | 80.44 | 0 | 0 | 0 | 1495.3399 | 0 | 0 | 1495.3399 | 1495.4 | -0.060079
2165 | 80.44 | 0 | 737.63 | 0 | 0 | 0 | 0 | 0 | 0 | 0 | 0 | 1657.47 | 80.44 | 0 | 0 | 0 | 1495.3399 | 0 | 0 | 1495.3399 | 1495.4 | -0.060079
2166 | 80.44 | 0 | 731.77 | 0 | 0 | 0 | 0 | 0 | 0 | 0 | 0 | 1657.47 | 80.44 | 0 | 0 | 0 | 1495.3399 | 0 | 0 | 1495.3399 | 1495.4 | -0.060079
2167 | 91.19 | 0 | 732.5 | 0 | 0 | 0 | 0 | 0 | 0 | 0 | 0 | 1657.47 | 80.44 | 10.75 | 0 | 0 | 1495.3399 | 508.1069 | 10.75 | 2003.4468 | 2003.52 | -0.07321
2168 | 100 | 0 | 738.64 | 0 | 0 | 0 | 0 | 0 | 0 | 0 | 0 | 1657.47 | 39.59 | 60.41 | 0 | 0 | 1495.3399 | 2855.3243 | 60.41 | 4350.6642 | 4350.82 | -0.1558
2169 | 100 | 0 | 744.77 | 0 | 0 | 0 | 0 | 0 | 0 | 0 | 0 | 1657.47 | 0 | 116.35 | 16.35 | 0 | 1495.3399 | 4726.5755 | 100 | 6221.9154 | 6221.98 | -0.064551
2170 | 100 | 0 | 750.91 | 0 | 0 | 0 | 0 | 0 | 0 | 0 | 0 | 1657.47 | 0 | 161.1 | 61.1 | 0 | 1495.3399 | 4726.5755 | 100 | 6221.9154 | 6221.98 | -0.064551
2171 | 100 | 0 | 757.05 | 0 | 0 | 0 | 0 | 0 | 0 | 0 | 0 | 1657.47 | 0 | 189.35 | 89.35 | 0 | 1495.3399 | 4726.5755 | 100 | 6221.9154 | 6221.98 | -0.064551
2172 | 100 | 0 | 763.18 | 0 | 0 | 0 | 0 | 0 | 0 | 0 | 0 | 1657.47 | 0 | 200 | 100 | 0 | 1495.3399 | 4726.5755 | 100 | 6221.9154 | 6221.98 | -0.064551
2173 | 100 | 0 | 769.32 | 0 | 0 | 0 | 0 | 0 | 0 | 0 | 0 | 1657.47 | 0 | 200 | 100 | 0 | 1495.3399 | 4726.5755 | 100 | 6221.9154 | 6221.98 | -0.064551
2174 | 100 | 0 | 775.46 | 0 | 0 | 0 | 0 | 0 | 0 | 0 | 0 | 1657.47 | 0 | 194.94 | 94.94 | 0 | 1495.3399 | 4726.5755 | 100 | 6221.9154 | 6221.98 | -0.064551
2175 | 100 | 0 | 781.59 | 0 | 0 | 0 | 0 | 0 | 0 | 0 | 0 | 1657.47 | 0 | 169.42 | 69.42 | 0 | 1495.3399 | 4726.5755 | 100 | 6221.9154 | 6221.98 | -0.064551
2176 | 100 | 0 | 787.73 | 0 | 0 | 0 | 0 | 0 | 0 | 0 | 0 | 1657.47 | 0 | 131.42 | 31.42 | 0 | 1495.3399 | 4726.5755 | 100 | 6221.9154 | 6221.98 | -0.064551
2177 | 100 | 0 | 793.86 | 0 | 0 | 0 | 0 | 0 | 0 | 0 | 0 | 1657.47 | 20.31 | 79.69 | 0 | 0 | 1495.3399 | 3766.608 | 79.69 | 5261.948 | 5261.82 | 0.12796
2178 | 100 | 0 | 800 | 0 | 0 | 0 | 0 | 0 | 0 | 0 | 0 | 1657.47 | 74.45 | 25.55 | 0 | 0 | 1495.3399 | 1207.64 | 25.55 | 2702.98 | 2703.04 | -0.060032
2179 | 80.44 | 0 | 794.14 | 0 | 0 | 0 | 0 | 0 | 0 | 0 | 0 | 1657.47 | 80.44 | 0 | 0 | 0 | 1495.3399 | 0 | 0 | 1495.3399 | 1495.4 | -0.060079
2180 | 80.44 | 0 | 788.27 | 0 | 0 | 0 | 0 | 0 | 0 | 0 | 0 | 1657.47 | 80.44 | 0 | 0 | 0 | 1495.3399 | 0 | 0 | 1495.3399 | 1495.4 | -0.060079
2181 | 80.44 | 0 | 782.41 | 0 | 0 | 0 | 0 | 0 | 0 | 0 | 0 | 1657.47 | 80.44 | 0 | 0 | 0 | 1495.3399 | 0 | 0 | 1495.3399 | 1495.4 | -0.060079
2182 | 80.44 | 0 | 776.54 | 0 | 0 | 0 | 0 | 0 | 0 | 0 | 0 | 1657.47 | 80.44 | 0 | 0 | 0 | 1495.3399 | 0 | 0 | 1495.3399 | 1495.4 | -0.060079
2183 | 80.44 | 0 | 770.68 | 0 | 0 | 0 | 0 | 0 | 0 | 0 | 0 | 1657.47 | 80.44 | 0 | 0 | 0 | 1495.3399 | 0 | 0 | 1495.3399 | 1495.4 | -0.060079
2184 | 80.44 | 0 | 764.81 | 0 | 0 | 0 | 0 | 0 | 0 | 0 | 0 | 1657.47 | 80.44 | 0 | 0 | 0 | 1495.3399 | 0 | 0 | 1495.3399 | 1495.4 | -0.060079
2185 | 80.44 | 0 | 758.95 | 0 | 0 | 0 | 0 | 0 | 0 | 0 | 0 | 1657.47 | 80.44 | 0 | 0 | 0 | 1495.3399 | 0 | 0 | 1495.3399 | 1495.4 | -0.060079
2186 | 80.44 | 0 | 753.08 | 0 | 0 | 0 | 0 | 0 | 0 | 0 | 0 | 1657.47 | 80.44 | 0 | 0 | 0 | 1495.3399 | 0 | 0 | 1495.3399 | 1495.4 | -0.060079
2187 | 80.44 | 0 | 747.22 | 0 | 0 | 0 | 0 | 0 | 0 | 0 | 0 | 1657.47 | 80.44 | 0 | 0 | 0 | 1495.3399 | 0 | 0 | 1495.3399 | 1495.4 | -0.060079
2188 | 80.44 | 0 | 741.35 | 0 | 0 | 0 | 0 | 0 | 0 | 0 | 0 | 1657.47 | 80.44 | 0 | 0 | 0 | 1495.3399 | 0 | 0 | 1495.3399 | 1495.4 | -0.060079
2189 | 80.44 | 0 | 735.49 | 0 | 0 | 0 | 0 | 0 | 0 | 0 | 0 | 1657.47 | 80.44 | 0 | 0 | 0 | 1495.3399 | 0 | 0 | 1495.3399 | 1495.4 | -0.060079
2190 | 80.44 | 0 | 729.62 | 0 | 0 | 0 | 0 | 0 | 0 | 0 | 0 | 1657.47 | 80.44 | 0 | 0 | 0 | 1495.3399 | 0 | 0 | 1495.3399 | 1495.4 | -0.060079
2191 | 91.61 | 0 | 730.61 | 0 | 0 | 0 | 0 | 0 | 0 | 0 | 0 | 1657.47 | 80.44 | 11.16 | 0 | 0 | 1495.3399 | 527.4858 | 11.16 | 2022.8257 | 2023.11 | -0.28425
2192 | 100 | 0 | 736.74 | 0 | 0 | 0 | 0 | 0 | 0 | 0 | 0 | 1657.47 | 38.84 | 61.16 | 0 | 0 | 1495.3399 | 2890.7736 | 61.16 | 4386.1135 | 4386.18 | -0.066486
2193 | 100 | 0 | 742.88 | 0 | 0 | 0 | 0 | 0 | 0 | 0 | 0 | 1657.47 | 0 | 116.18 | 16.18 | 0 | 1495.3399 | 4726.5755 | 100 | 6221.9154 | 6221.98 | -0.064551
2194 | 100 | 0 | 749.02 | 0 | 0 | 0 | 0 | 0 | 0 | 0 | 0 | 1657.47 | 0 | 158.83 | 58.83 | 0 | 1495.3399 | 4726.5755 | 100 | 6221.9154 | 6221.98 | -0.064551
2195 | 100 | 0 | 755.15 | 0 | 0 | 0 | 0 | 0 | 0 | 0 | 0 | 1657.47 | 0 | 185.83 | 85.83 | 0 | 1495.3399 | 4726.5755 | 100 | 6221.9154 | 6221.98 | -0.064551
2196 | 100 | 0 | 761.29 | 0 | 0 | 0 | 0 | 0 | 0 | 0 | 0 | 1657.47 | 0 | 199.84 | 99.84 | 0 | 1495.3399 | 4726.5755 | 100 | 6221.9154 | 6221.98 | -0.064551
2197 | 100 | 0 | 767.42 | 0 | 0 | 0 | 0 | 0 | 0 | 0 | 0 | 1657.47 | 0 | 200 | 100 | 0 | 1495.3399 | 4726.5755 | 100 | 6221.9154 | 6221.98 | -0.064551
2198 | 100 | 0 | 773.56 | 0 | 0 | 0 | 0 | 0 | 0 | 0 | 0 | 1657.47 | 0 | 166.66 | 66.66 | 0 | 1495.3399 | 4726.5755 | 100 | 6221.9154 | 6221.98 | -0.064551
2199 | 100 | 0 | 779.7 | 0 | 0 | 0 | 0 | 0 | 0 | 0 | 0 | 1657.47 | 0 | 166.3 | 66.3 | 0 | 1495.3399 | 4726.5755 | 100 | 6221.9154 | 6221.98 | -0.064551
2200 | 100 | 0 | 785.83 | 0 | 0 | 0 | 0 | 0 | 0 | 0 | 0 | 1657.47 | 0 | 128.48 | 28.48 | 0 | 1495.3399 | 4726.5755 | 100 | 6221.9154 | 6221.98 | -0.064551
2201 | 100 | 0 | 791.97 | 0 | 0 | 0 | 0 | 0 | 0 | 0 | 0 | 1657.47 | 21.88 | 78.12 | 0 | 0 | 1495.3399 | 3692.4008 | 78.12 | 5187.7407 | 5187.9 | -0.15928
2202 | 100 | 0 | 798.11 | 0 | 0 | 0 | 0 | 0 | 0 | 0 | 0 | 1657.47 | 74.3 | 25.7 | 0 | 0 | 1495.3399 | 1214.7299 | 25.7 | 2710.0698 | 2710.13 | -0.060169
2203 | 80.44 | 0 | 792.24 | 0 | 0 | 0 | 0 | 0 | 0 | 0 | 0 | 1657.47 | 80.44 | 0 | 0 | 0 | 1495.3399 | 0 | 0 | 1495.3399 | 1495.4 | -0.060079
2204 | 80.44 | 0 | 786.38 | 0 | 0 | 0 | 0 | 0 | 0 | 0 | 0 | 1657.47 | 80.44 | 0 | 0 | 0 | 1495.3399 | 0 | 0 | 1495.3399 | 1495.4 | -0.060079
2205 | 80.44 | 0 | 780.51 | 0 | 0 | 0 | 0 | 0 | 0 | 0 | 0 | 1657.47 | 80.44 | 0 | 0 | 0 | 1495.3399 | 0 | 0 | 1495.3399 | 1495.4 | -0.060079
2206 | 80.44 | 0 | 774.65 | 0 | 0 | 0 | 0 | 0 | 0 | 0 | 0 | 1657.47 | 80.44 | 0 | 0 | 0 | 1495.3399 | 0 | 0 | 1495.3399 | 1495.4 | -0.060079
2207 | 80.44 | 0 | 768.78 | 0 | 0 | 0 | 0 | 0 | 0 | 0 | 0 | 1657.47 | 80.44 | 0 | 0 | 0 | 1495.3399 | 0 | 0 | 1495.3399 | 1495.4 | -0.060079
2208 | 80.44 | 0 | 762.92 | 0 | 0 | 0 | 0 | 0 | 0 | 0 | 0 | 1657.47 | 80.44 | 0 | 0 | 0 | 1495.3399 | 0 | 0 | 1495.3399 | 1495.4 | -0.060079
2209 | 80.44 | 0 | 757.05 | 0 | 0 | 0 | 0 | 0 | 0 | 0 | 0 | 1657.47 | 80.44 | 0 | 0 | 0 | 1495.3399 | 0 | 0 | 1495.3399 | 1495.4 | -0.060079
2210 | 80.44 | 0 | 751.19 | 0 | 0 | 0 | 0 | 0 | 0 | 0 | 0 | 1657.47 | 80.44 | 0 | 0 | 0 | 1495.3399 | 0 | 0 | 1495.3399 | 1495.4 | -0.060079
2211 | 80.44 | 0 | 745.32 | 0 | 0 | 0 | 0 | 0 | 0 | 0 | 0 | 1657.47 | 80.44 | 0 | 0 | 0 | 1495.3399 | 0 | 0 | 1495.3399 | 1495.4 | -0.060079
2212 | 80.44 | 0 | 739.46 | 0 | 0 | 0 | 0 | 0 | 0 | 0 | 0 | 1657.47 | 80.44 | 0 | 0 | 0 | 1495.3399 | 0 | 0 | 1495.3399 | 1495.4 | -0.060079
2213 | 80.44 | 0 | 733.59 | 0 | 0 | 0 | 0 | 0 | 0 | 0 | 0 | 1657.47 | 80.44 | 0 | 0 | 0 | 1495.3399 | 0 | 0 | 1495.3399 | 1495.4 | -0.060079
2214 | 80.44 | 0 | 727.73 | 0 | 0 | 0 | 0 | 0 | 0 | 0 | 0 | 1657.47 | 80.44 | 0 | 0 | 0 | 1495.3399 | 0 | 0 | 1495.3399 | 1495.4 | -0.060079
2215 | 92.63 | 0 | 729.34 | 0 | 0 | 0 | 0 | 0 | 0 | 0 | 0 | 1657.47 | 80.44 | 12.19 | 0 | 0 | 1495.3399 | 576.1696 | 12.19 | 2071.5095 | 2071.43 | 0.079478
2216 | 100 | 0 | 735.48 | 0 | 0 | 0 | 0 | 0 | 0 | 0 | 0 | 1657.47 | 37.87 | 62.13 | 0 | 0 | 1495.3399 | 2936.6214 | 62.13 | 4431.9613 | 4431.93 | 0.031296
2217 | 100 | 0 | 741.61 | 0 | 0 | 0 | 0 | 0 | 0 | 0 | 0 | 1657.47 | 0 | 117.53 | 17.53 | 0 | 1495.3399 | 4726.5755 | 100 | 6221.9154 | 6221.98 | -0.064551
2218 | 100 | 0 | 747.75 | 0 | 0 | 0 | 0 | 0 | 0 | 0 | 0 | 1657.47 | 0 | 161.3 | 61.3 | 0 | 1495.3399 | 4726.5755 | 100 | 6221.9154 | 6221.98 | -0.064551
2219 | 100 | 0 | 753.88 | 0 | 0 | 0 | 0 | 0 | 0 | 0 | 0 | 1657.47 | 0 | 190.22 | 90.22 | 0 | 1495.3399 | 4726.5755 | 100 | 6221.9154 | 6221.98 | -0.064551
2220 | 100 | 0 | 760.02 | 0 | 0 | 0 | 0 | 0 | 0 | 0 | 0 | 1657.47 | 0 | 200 | 100 | 0 | 1495.3399 | 4726.5755 | 100 | 6221.9154 | 6221.98 | -0.064551
2221 | 100 | 0 | 766.16 | 0 | 0 | 0 | 0 | 0 | 0 | 0 | 0 | 1657.47 | 0 | 200 | 100 | 0 | 1495.3399 | 4726.5755 | 100 | 6221.9154 | 6221.98 | -0.064551
2222 | 100 | 0 | 772.29 | 0 | 0 | 0 | 0 | 0 | 0 | 0 | 0 | 1657.47 | 0 | 195.45 | 95.45 | 0 | 1495.3399 | 4726.5755 | 100 | 6221.9154 | 6221.98 | -0.064551
2223 | 100 | 0 | 778.43 | 0 | 0 | 0 | 0 | 0 | 0 | 0 | 0 | 1657.47 | 0 | 149.24 | 49.24 | 0 | 1495.3399 | 4726.5755 | 100 | 6221.9154 | 6221.98 | -0.064551
2224 | 100 | 0 | 784.57 | 0 | 0 | 0 | 0 | 0 | 0 | 0 | 0 | 1657.47 | 0 | 131.14 | 31.14 | 0 | 1495.3399 | 4726.5755 | 100 | 6221.9154 | 6221.98 | -0.064551
2225 | 100 | 0 | 790.7 | 0 | 0 | 0 | 0 | 0 | 0 | 0 | 0 | 1657.47 | 20.41 | 79.59 | 0 | 0 | 1495.3399 | 3761.8815 | 79.59 | 5257.2214 | 5257.38 | -0.15862
2226 | 100 | 0 | 796.84 | 0 | 0 | 0 | 0 | 0 | 0 | 0 | 0 | 1657.47 | 73.56 | 26.44 | 0 | 0 | 1495.3399 | 1249.7066 | 26.44 | 2745.0465 | 2745.3 | -0.25351
2227 | 80.44 | 0 | 790.97 | 0 | 0 | 0 | 0 | 0 | 0 | 0 | 0 | 1657.47 | 80.44 | 0 | 0 | 0 | 1495.3399 | 0 | 0 | 1495.3399 | 1495.4 | -0.060079
2228 | 80.44 | 0 | 785.11 | 0 | 0 | 0 | 0 | 0 | 0 | 0 | 0 | 1657.47 | 80.44 | 0 | 0 | 0 | 1495.3399 | 0 | 0 | 1495.3399 | 1495.4 | -0.060079
2229 | 80.44 | 0 | 779.24 | 0 | 0 | 0 | 0 | 0 | 0 | 0 | 0 | 1657.47 | 80.44 | 0 | 0 | 0 | 1495.3399 | 0 | 0 | 1495.3399 | 1495.4 | -0.060079
2230 | 80.44 | 0 | 773.38 | 0 | 0 | 0 | 0 | 0 | 0 | 0 | 0 | 1657.47 | 80.44 | 0 | 0 | 0 | 1495.3399 | 0 | 0 | 1495.3399 | 1495.4 | -0.060079
2231 | 80.44 | 0 | 767.51 | 0 | 0 | 0 | 0 | 0 | 0 | 0 | 0 | 1657.47 | 80.44 | 0 | 0 | 0 | 1495.3399 | 0 | 0 | 1495.3399 | 1495.4 | -0.060079
2232 | 80.44 | 0 | 761.65 | 0 | 0 | 0 | 0 | 0 | 0 | 0 | 0 | 1657.47 | 80.44 | 0 | 0 | 0 | 1495.3399 | 0 | 0 | 1495.3399 | 1495.4 | -0.060079
2233 | 80.44 | 0 | 755.78 | 0 | 0 | 0 | 0 | 0 | 0 | 0 | 0 | 1657.47 | 80.44 | 0 | 0 | 0 | 1495.3399 | 0 | 0 | 1495.3399 | 1495.4 | -0.060079
2234 | 80.44 | 0 | 749.92 | 0 | 0 | 0 | 0 | 0 | 0 | 0 | 0 | 1657.47 | 80.44 | 0 | 0 | 0 | 1495.3399 | 0 | 0 | 1495.3399 | 1495.4 | -0.060079
2235 | 80.44 | 0 | 744.05 | 0 | 0 | 0 | 0 | 0 | 0 | 0 | 0 | 1657.47 | 80.44 | 0 | 0 | 0 | 1495.3399 | 0 | 0 | 1495.3399 | 1495.4 | -0.060079
2236 | 80.44 | 0 | 738.19 | 0 | 0 | 0 | 0 | 0 | 0 | 0 | 0 | 1657.47 | 80.44 | 0 | 0 | 0 | 1495.3399 | 0 | 0 | 1495.3399 | 1495.4 | -0.060079
2237 | 80.44 | 0 | 732.32 | 0 | 0 | 0 | 0 | 0 | 0 | 0 | 0 | 1657.47 | 80.44 | 0 | 0 | 0 | 1495.3399 | 0 | 0 | 1495.3399 | 1495.4 | -0.060079
2238 | 80.44 | 0 | 726.46 | 0 | 0 | 0 | 0 | 0 | 0 | 0 | 0 | 1657.47 | 80.44 | 0 | 0 | 0 | 1495.3399 | 0 | 0 | 1495.3399 | 1495.4 | -0.060079
2239 | 92.82 | 0 | 728.19 | 0 | 0 | 0 | 0 | 0 | 0 | 0 | 0 | 1657.47 | 80.44 | 12.38 | 0 | 0 | 1495.3399 | 585.1501 | 12.38 | 2080.49 | 2080.53 | -0.040029
2240 | 100 | 0 | 734.33 | 0 | 0 | 0 | 0 | 0 | 0 | 0 | 0 | 1657.47 | 36.97 | 63.03 | 0 | 0 | 1495.3399 | 2979.1606 | 63.03 | 4474.5005 | 4474.47 | 0.030476
2241 | 100 | 0 | 740.46 | 0 | 0 | 0 | 0 | 0 | 0 | 0 | 0 | 1657.47 | 0 | 118.6 | 18.6 | 0 | 1495.3399 | 4726.5755 | 100 | 6221.9154 | 6221.98 | -0.064551
2242 | 100 | 0 | 746.6 | 0 | 0 | 0 | 0 | 0 | 0 | 0 | 0 | 1657.47 | 0 | 162.81 | 62.81 | 0 | 1495.3399 | 4726.5755 | 100 | 6221.9154 | 6221.98 | -0.064551
2243 | 100 | 0 | 752.73 | 0 | 0 | 0 | 0 | 0 | 0 | 0 | 0 | 1657.47 | 0 | 191.52 | 91.52 | 0 | 1495.3399 | 4726.5755 | 100 | 6221.9154 | 6221.98 | -0.064551
2244 | 100 | 0 | 758.87 | 0 | 0 | 0 | 0 | 0 | 0 | 0 | 0 | 1657.47 | 0 | 200 | 100 | 0 | 1495.3399 | 4726.5755 | 100 | 6221.9154 | 6221.98 | -0.064551
2245 | 100 | 0 | 765.01 | 0 | 0 | 0 | 0 | 0 | 0 | 0 | 0 | 1657.47 | 0 | 200 | 100 | 0 | 1495.3399 | 4726.5755 | 100 | 6221.9154 | 6221.98 | -0.064551
2246 | 100 | 0 | 771.14 | 0 | 0 | 0 | 0 | 0 | 0 | 0 | 0 | 1657.47 | 0 | 194.18 | 94.18 | 0 | 1495.3399 | 4726.5755 | 100 | 6221.9154 | 6221.98 | -0.064551
2247 | 100 | 0 | 777.28 | 0 | 0 | 0 | 0 | 0 | 0 | 0 | 0 | 1657.47 | 0 | 168.64 | 68.64 | 0 | 1495.3399 | 4726.5755 | 100 | 6221.9154 | 6221.98 | -0.064551
2248 | 100 | 0 | 783.42 | 0 | 0 | 0 | 0 | 0 | 0 | 0 | 0 | 1657.47 | 0 | 129.55 | 29.55 | 0 | 1495.3399 | 4726.5755 | 100 | 6221.9154 | 6221.98 | -0.064551
2249 | 100 | 0 | 789.55 | 0 | 0 | 0 | 0 | 0 | 0 | 0 | 0 | 1657.47 | 21.34 | 78.66 | 0 | 0 | 1495.3399 | 3717.9243 | 78.66 | 5213.2642 | 5213.23 | 0.034231
2250 | 100 | 0 | 795.69 | 0 | 0 | 0 | 0 | 0 | 0 | 0 | 0 | 1657.47 | 73.99 | 26.01 | 0 | 0 | 1495.3399 | 1229.3823 | 26.01 | 2724.7222 | 2724.97 | -0.24778
2251 | 80.44 | 0 | 789.82 | 0 | 0 | 0 | 0 | 0 | 0 | 0 | 0 | 1657.47 | 80.44 | 0 | 0 | 0 | 1495.3399 | 0 | 0 | 1495.3399 | 1495.4 | -0.060079
2252 | 80.44 | 0 | 783.96 | 0 | 0 | 0 | 0 | 0 | 0 | 0 | 0 | 1657.47 | 80.44 | 0 | 0 | 0 | 1495.3399 | 0 | 0 | 1495.3399 | 1495.4 | -0.060079
2253 | 80.44 | 0 | 778.09 | 0 | 0 | 0 | 0 | 0 | 0 | 0 | 0 | 1657.47 | 80.44 | 0 | 0 | 0 | 1495.3399 | 0 | 0 | 1495.3399 | 1495.4 | -0.060079
2254 | 80.44 | 0 | 772.23 | 0 | 0 | 0 | 0 | 0 | 0 | 0 | 0 | 1657.47 | 80.44 | 0 | 0 | 0 | 1495.3399 | 0 | 0 | 1495.3399 | 1495.4 | -0.060079
2255 | 80.44 | 0 | 766.36 | 0 | 0 | 0 | 0 | 0 | 0 | 0 | 0 | 1657.47 | 80.44 | 0 | 0 | 0 | 1495.3399 | 0 | 0 | 1495.3399 | 1495.4 | -0.060079
2256 | 80.44 | 0 | 760.5 | 0 | 0 | 0 | 0 | 0 | 0 | 0 | 0 | 1657.47 | 80.44 | 0 | 0 | 0 | 1495.3399 | 0 | 0 | 1495.3399 | 1495.4 | -0.060079
2257 | 80.44 | 0 | 754.63 | 0 | 0 | 0 | 0 | 0 | 0 | 0 | 0 | 1657.47 | 80.44 | 0 | 0 | 0 | 1495.3399 | 0 | 0 | 1495.3399 | 1495.4 | -0.060079
2258 | 80.44 | 0 | 748.77 | 0 | 0 | 0 | 0 | 0 | 0 | 0 | 0 | 1657.47 | 80.44 | 0 | 0 | 0 | 1495.3399 | 0 | 0 | 1495.3399 | 1495.4 | -0.060079
2259 | 80.44 | 0 | 742.9 | 0 | 0 | 0 | 0 | 0 | 0 | 0 | 0 | 1657.47 | 80.44 | 0 | 0 | 0 | 1495.3399 | 0 | 0 | 1495.3399 | 1495.4 | -0.060079
2260 | 80.44 | 0 | 737.04 | 0 | 0 | 0 | 0 | 0 | 0 | 0 | 0 | 1657.47 | 80.44 | 0 | 0 | 0 | 1495.3399 | 0 | 0 | 1495.3399 | 1495.4 | -0.060079
2261 | 80.44 | 0 | 731.17 | 0 | 0 | 0 | 0 | 0 | 0 | 0 | 0 | 1657.47 | 80.44 | 0 | 0 | 0 | 1495.3399 | 0 | 0 | 1495.3399 | 1495.4 | -0.060079
2262 | 80.44 | 0 | 725.31 | 0 | 0 | 0 | 0 | 0 | 0 | 0 | 0 | 1657.47 | 80.44 | 0 | 0 | 0 | 1495.3399 | 0 | 0 | 1495.3399 | 1495.4 | -0.060079
2263 | 93.29 | 0 | 727.33 | 0 | 0 | 0 | 0 | 0 | 0 | 0 | 0 | 1657.47 | 80.44 | 12.85 | 0 | 0 | 1495.3399 | 607.365 | 12.85 | 2102.7049 | 2102.81 | -0.10512
2264 | 100 | 0 | 733.47 | 0 | 0 | 0 | 0 | 0 | 0 | 0 | 0 | 1657.47 | 34.49 | 65.51 | 0 | 0 | 1495.3399 | 3096.3796 | 65.51 | 4591.7195 | 4591.97 | -0.25045
2265 | 100 | 0 | 739.6 | 0 | 0 | 0 | 0 | 0 | 0 | 0 | 0 | 1657.47 | 0 | 122.82 | 22.82 | 0 | 1495.3399 | 4726.5755 | 100 | 6221.9154 | 6221.98 | -0.064551
2266 | 100 | 0 | 745.74 | 0 | 0 | 0 | 0 | 0 | 0 | 0 | 0 | 1657.47 | 0 | 165.61 | 65.61 | 0 | 1495.3399 | 4726.5755 | 100 | 6221.9154 | 6221.98 | -0.064551
2267 | 100 | 0 | 751.87 | 0 | 0 | 0 | 0 | 0 | 0 | 0 | 0 | 1657.47 | 0 | 193.48 | 93.48 | 0 | 1495.3399 | 4726.5755 | 100 | 6221.9154 | 6221.98 | -0.064551
2268 | 100 | 0 | 758.01 | 0 | 0 | 0 | 0 | 0 | 0 | 0 | 0 | 1657.47 | 0 | 200 | 100 | 0 | 1495.3399 | 4726.5755 | 100 | 6221.9154 | 6221.98 | -0.064551
2269 | 100 | 0 | 764.15 | 0 | 0 | 0 | 0 | 0 | 0 | 0 | 0 | 1657.47 | 0 | 200 | 100 | 0 | 1495.3399 | 4726.5755 | 100 | 6221.9154 | 6221.98 | -0.064551
2270 | 100 | 0 | 770.28 | 0 | 0 | 0 | 0 | 0 | 0 | 0 | 0 | 1657.47 | 0 | 198.13 | 98.13 | 0 | 1495.3399 | 4726.5755 | 100 | 6221.9154 | 6221.98 | -0.064551
2271 | 100 | 0 | 776.42 | 0 | 0 | 0 | 0 | 0 | 0 | 0 | 0 | 1657.47 | 0 | 170.9 | 70.9 | 0 | 1495.3399 | 4726.5755 | 100 | 6221.9154 | 6221.98 | -0.064551
2272 | 100 | 0 | 782.56 | 0 | 0 | 0 | 0 | 0 | 0 | 0 | 0 | 1657.47 | 0 | 132.6 | 32.6 | 0 | 1495.3399 | 4726.5755 | 100 | 6221.9154 | 6221.98 | -0.064551
2273 | 100 | 0 | 788.69 | 0 | 0 | 0 | 0 | 0 | 0 | 0 | 0 | 1657.47 | 19.62 | 80.38 | 0 | 0 | 1495.3399 | 3799.2214 | 80.38 | 5294.5613 | 5294.81 | -0.24867
2274 | 100 | 0 | 794.83 | 0 | 0 | 0 | 0 | 0 | 0 | 0 | 0 | 1657.47 | 73.98 | 26.02 | 0 | 0 | 1495.3399 | 1229.855 | 26.02 | 2725.1949 | 2725.26 | -0.065127
2275 | 80.44 | 0 | 788.96 | 0 | 0 | 0 | 0 | 0 | 0 | 0 | 0 | 1657.47 | 80.44 | 0 | 0 | 0 | 1495.3399 | 0 | 0 | 1495.3399 | 1495.4 | -0.060079
2276 | 80.44 | 0 | 783.1 | 0 | 0 | 0 | 0 | 0 | 0 | 0 | 0 | 1657.47 | 80.44 | 0 | 0 | 0 | 1495.3399 | 0 | 0 | 1495.3399 | 1495.4 | -0.060079
2277 | 80.44 | 0 | 777.23 | 0 | 0 | 0 | 0 | 0 | 0 | 0 | 0 | 1657.47 | 80.44 | 0 | 0 | 0 | 1495.3399 | 0 | 0 | 1495.3399 | 1495.4 | -0.060079
2278 | 80.44 | 0 | 771.37 | 0 | 0 | 0 | 0 | 0 | 0 | 0 | 0 | 1657.47 | 80.44 | 0 | 0 | 0 | 1495.3399 | 0 | 0 | 1495.3399 | 1495.4 | -0.060079
2279 | 80.44 | 0 | 765.5 | 0 | 0 | 0 | 0 | 0 | 0 | 0 | 0 | 1657.47 | 80.44 | 0 | 0 | 0 | 1495.3399 | 0 | 0 | 1495.3399 | 1495.4 | -0.060079
2280 | 80.44 | 0 | 759.64 | 0 | 0 | 0 | 0 | 0 | 0 | 0 | 0 | 1657.47 | 80.44 | 0 | 0 | 0 | 1495.3399 | 0 | 0 | 1495.3399 | 1495.4 | -0.060079
2281 | 80.44 | 0 | 753.77 | 0 | 0 | 0 | 0 | 0 | 0 | 0 | 0 | 1657.47 | 80.44 | 0 | 0 | 0 | 1495.3399 | 0 | 0 | 1495.3399 | 1495.4 | -0.060079
2282 | 80.44 | 0 | 747.91 | 0 | 0 | 0 | 0 | 0 | 0 | 0 | 0 | 1657.47 | 80.44 | 0 | 0 | 0 | 1495.3399 | 0 | 0 | 1495.3399 | 1495.4 | -0.060079
2283 | 80.44 | 0 | 742.04 | 0 | 0 | 0 | 0 | 0 | 0 | 0 | 0 | 1657.47 | 80.44 | 0 | 0 | 0 | 1495.3399 | 0 | 0 | 1495.3399 | 1495.4 | -0.060079
2284 | 80.44 | 0 | 736.18 | 0 | 0 | 0 | 0 | 0 | 0 | 0 | 0 | 1657.47 | 80.44 | 0 | 0 | 0 | 1495.3399 | 0 | 0 | 1495.3399 | 1495.4 | -0.060079
2285 | 80.44 | 0 | 730.31 | 0 | 0 | 0 | 0 | 0 | 0 | 0 | 0 | 1657.47 | 80.44 | 0 | 0 | 0 | 1495.3399 | 0 | 0 | 1495.3399 | 1495.4 | -0.060079
2286 | 80.44 | 0 | 724.45 | 0 | 0 | 0 | 0 | 0 | 0 | 0 | 0 | 1657.47 | 80.44 | 0 | 0 | 0 | 1495.3399 | 0 | 0 | 1495.3399 | 1495.4 | -0.060079
2287 | 93.39 | 0 | 726.53 | 0 | 0 | 0 | 0 | 0 | 0 | 0 | 0 | 1657.47 | 80.44 | 12.95 | 0 | 0 | 1495.3399 | 612.0915 | 12.95 | 2107.4315 | 2107.36 | 0.071452
2288 | 100 | 0 | 732.66 | 0 | 0 | 0 | 0 | 0 | 0 | 0 | 0 | 1657.47 | 35.96 | 64.04 | 0 | 0 | 1495.3399 | 3026.899 | 64.04 | 4522.2389 | 4522.11 | 0.12889
2289 | 100 | 0 | 738.8 | 0 | 0 | 0 | 0 | 0 | 0 | 0 | 0 | 1657.47 | 0 | 120.23 | 20.23 | 0 | 1495.3399 | 4726.5755 | 100 | 6221.9154 | 6221.98 | -0.064551
2290 | 100 | 0 | 744.94 | 0 | 0 | 0 | 0 | 0 | 0 | 0 | 0 | 1657.47 | 0 | 163.72 | 63.72 | 0 | 1495.3399 | 4726.5755 | 100 | 6221.9154 | 6221.98 | -0.064551
2291 | 100 | 0 | 751.07 | 0 | 0 | 0 | 0 | 0 | 0 | 0 | 0 | 1657.47 | 0 | 192.58 | 92.58 | 0 | 1495.3399 | 4726.5755 | 100 | 6221.9154 | 6221.98 | -0.064551
2292 | 100 | 0 | 757.21 | 0 | 0 | 0 | 0 | 0 | 0 | 0 | 0 | 1657.47 | 0 | 200 | 100 | 0 | 1495.3399 | 4726.5755 | 100 | 6221.9154 | 6221.98 | -0.064551
2293 | 100 | 0 | 763.35 | 0 | 0 | 0 | 0 | 0 | 0 | 0 | 0 | 1657.47 | 0 | 200 | 100 | 0 | 1495.3399 | 4726.5755 | 100 | 6221.9154 | 6221.98 | -0.064551
2294 | 100 | 0 | 769.48 | 0 | 0 | 0 | 0 | 0 | 0 | 0 | 0 | 1657.47 | 0 | 195.03 | 95.03 | 0 | 1495.3399 | 4726.5755 | 100 | 6221.9154 | 6221.98 | -0.064551
2295 | 100 | 0 | 775.62 | 0 | 0 | 0 | 0 | 0 | 0 | 0 | 0 | 1657.47 | 0 | 169.01 | 69.01 | 0 | 1495.3399 | 4726.5755 | 100 | 6221.9154 | 6221.98 | -0.064551
2296 | 100 | 0 | 781.75 | 0 | 0 | 0 | 0 | 0 | 0 | 0 | 0 | 1657.47 | 0 | 118.3 | 18.3 | 0 | 1495.3399 | 4726.5755 | 100 | 6221.9154 | 6221.98 | -0.064551
2297 | 100 | 0 | 787.89 | 0 | 0 | 0 | 0 | 0 | 0 | 0 | 0 | 1657.47 | 43.05 | 56.95 | 0 | 0 | 1495.3399 | 2691.7848 | 56.95 | 4187.1247 | 4187 | 0.12468
2298 | 100 | 0 | 794.03 | 0 | 0 | 0 | 0 | 0 | 0 | 0 | 0 | 1657.47 | 79.01 | 20.99 | 0 | 0 | 1495.3399 | 992.1082 | 20.99 | 2487.4481 | 2487.7 | -0.25188
2299 | 80.44 | 0 | 788.16 | 0 | 0 | 0 | 0 | 0 | 0 | 0 | 0 | 1657.47 | 80.44 | 0 | 0 | 0 | 1495.3399 | 0 | 0 | 1495.3399 | 1495.4 | -0.060079
2300 | 80.44 | 0 | 782.3 | 0 | 0 | 0 | 0 | 0 | 0 | 0 | 0 | 1657.47 | 80.44 | 0 | 0 | 0 | 1495.3399 | 0 | 0 | 1495.3399 | 1495.4 | -0.060079
2301 | 80.44 | 0 | 776.43 | 0 | 0 | 0 | 0 | 0 | 0 | 0 | 0 | 1657.47 | 80.44 | 0 | 0 | 0 | 1495.3399 | 0 | 0 | 1495.3399 | 1495.4 | -0.060079
2302 | 80.44 | 0 | 770.57 | 0 | 0 | 0 | 0 | 0 | 0 | 0 | 0 | 1657.47 | 80.44 | 0 | 0 | 0 | 1495.3399 | 0 | 0 | 1495.3399 | 1495.4 | -0.060079
2303 | 80.44 | 0 | 764.7 | 0 | 0 | 0 | 0 | 0 | 0 | 0 | 0 | 1657.47 | 80.44 | 0 | 0 | 0 | 1495.3399 | 0 | 0 | 1495.3399 | 1495.4 | -0.060079
2304 | 80.44 | 0 | 758.84 | 0 | 0 | 0 | 0 | 0 | 0 | 0 | 0 | 1657.47 | 80.44 | 0 | 0 | 0 | 1495.3399 | 0 | 0 | 1495.3399 | 1495.4 | -0.060079
2305 | 80.44 | 0 | 752.97 | 0 | 0 | 0 | 0 | 0 | 0 | 0 | 0 | 1657.47 | 80.44 | 0 | 0 | 0 | 1495.3399 | 0 | 0 | 1495.3399 | 1495.4 | -0.060079
2306 | 80.44 | 0 | 747.11 | 0 | 0 | 0 | 0 | 0 | 0 | 0 | 0 | 1657.47 | 80.44 | 0 | 0 | 0 | 1495.3399 | 0 | 0 | 1495.3399 | 1495.4 | -0.060079
2307 | 80.44 | 0 | 741.24 | 0 | 0 | 0 | 0 | 0 | 0 | 0 | 0 | 1657.47 | 80.44 | 0 | 0 | 0 | 1495.3399 | 0 | 0 | 1495.3399 | 1495.4 | -0.060079
2308 | 80.44 | 0 | 735.38 | 0 | 0 | 0 | 0 | 0 | 0 | 0 | 0 | 1657.47 | 80.44 | 0 | 0 | 0 | 1495.3399 | 0 | 0 | 1495.3399 | 1495.4 | -0.060079
2309 | 80.44 | 0 | 729.51 | 0 | 0 | 0 | 0 | 0 | 0 | 0 | 0 | 1657.47 | 80.44 | 0 | 0 | 0 | 1495.3399 | 0 | 0 | 1495.3399 | 1495.4 | -0.060079
2310 | 80.44 | 0 | 723.65 | 0 | 0 | 0 | 0 | 0 | 0 | 0 | 0 | 1657.47 | 80.44 | 0 | 0 | 0 | 1495.3399 | 0 | 0 | 1495.3399 | 1495.4 | -0.060079
2311 | 92.18 | 0 | 724.99 | 0 | 0 | 0 | 0 | 0 | 0 | 0 | 0 | 1657.47 | 80.44 | 11.74 | 0 | 0 | 1495.3399 | 554.9 | 11.74 | 2050.2399 | 2050.32 | -0.080112
2312 | 100 | 0 | 731.12 | 0 | 0 | 0 | 0 | 0 | 0 | 0 | 0 | 1657.47 | 53.51 | 46.49 | 0 | 0 | 1495.3399 | 2197.385 | 46.49 | 3692.7249 | 3692.88 | -0.15512
2313 | 100 | 0 | 737.26 | 0 | 0 | 0 | 0 | 0 | 0 | 0 | 0 | 1657.47 | 0 | 117.81 | 17.81 | 0 | 1495.3399 | 4726.5755 | 100 | 6221.9154 | 6221.98 | -0.064551
2314 | 100 | 0 | 743.4 | 0 | 0 | 0 | 0 | 0 | 0 | 0 | 0 | 1657.47 | 0 | 100.84 | 0.84 | 0 | 1495.3399 | 4726.5755 | 100 | 6221.9154 | 6221.98 | -0.064551
2315 | 100 | 0 | 749.53 | 0 | 0 | 0 | 0 | 0 | 0 | 0 | 0 | 1657.47 | 0 | 147.05 | 47.05 | 0 | 1495.3399 | 4726.5755 | 100 | 6221.9154 | 6221.98 | -0.064551
2316 | 100 | 0 | 755.67 | 0 | 0 | 0 | 0 | 0 | 0 | 0 | 0 | 1657.47 | 0 | 159.65 | 59.65 | 0 | 1495.3399 | 4726.5755 | 100 | 6221.9154 | 6221.98 | -0.064551
2317 | 100 | 0 | 761.8 | 0 | 0 | 0 | 0 | 0 | 0 | 0 | 0 | 1657.47 | 0 | 174.65 | 74.65 | 0 | 1495.3399 | 4726.5755 | 100 | 6221.9154 | 6221.98 | -0.064551
2318 | 100 | 0 | 767.94 | 0 | 0 | 0 | 0 | 0 | 0 | 0 | 0 | 1657.47 | 0 | 171.58 | 71.58 | 0 | 1495.3399 | 4726.5755 | 100 | 6221.9154 | 6221.98 | -0.064551
2319 | 100 | 0 | 774.08 | 0 | 0 | 0 | 0 | 0 | 0 | 0 | 0 | 1657.47 | 0 | 169.96 | 69.96 | 0 | 1495.3399 | 4726.5755 | 100 | 6221.9154 | 6221.98 | -0.064551
2320 | 100 | 0 | 780.21 | 0 | 0 | 0 | 0 | 0 | 0 | 0 | 0 | 1657.47 | 0 | 129.37 | 29.37 | 0 | 1495.3399 | 4726.5755 | 100 | 6221.9154 | 6221.98 | -0.064551
2321 | 100 | 0 | 786.35 | 0 | 0 | 0 | 0 | 0 | 0 | 0 | 0 | 1657.47 | 28.13 | 71.87 | 0 | 0 | 1495.3399 | 3396.9898 | 71.87 | 4892.3298 | 4892.49 | -0.16025
2322 | 100 | 0 | 792.49 | 0 | 0 | 0 | 0 | 0 | 0 | 0 | 0 | 1657.47 | 75.19 | 24.81 | 0 | 0 | 1495.3399 | 1172.6634 | 24.81 | 2668.0033 | 2668.16 | -0.15669
2323 | 80.44 | 0 | 786.62 | 0 | 0 | 0 | 0 | 0 | 0 | 0 | 0 | 1657.47 | 80.44 | 0 | 0 | 0 | 1495.3399 | 0 | 0 | 1495.3399 | 1495.4 | -0.060079
2324 | 80.44 | 0 | 780.76 | 0 | 0 | 0 | 0 | 0 | 0 | 0 | 0 | 1657.47 | 80.44 | 0 | 0 | 0 | 1495.3399 | 0 | 0 | 1495.3399 | 1495.4 | -0.060079
2325 | 80.44 | 0 | 774.89 | 0 | 0 | 0 | 0 | 0 | 0 | 0 | 0 | 1657.47 | 80.44 | 0 | 0 | 0 | 1495.3399 | 0 | 0 | 1495.3399 | 1495.4 | -0.060079
2326 | 80.44 | 0 | 769.03 | 0 | 0 | 0 | 0 | 0 | 0 | 0 | 0 | 1657.47 | 80.44 | 0 | 0 | 0 | 1495.3399 | 0 | 0 | 1495.3399 | 1495.4 | -0.060079
2327 | 80.44 | 0 | 763.16 | 0 | 0 | 0 | 0 | 0 | 0 | 0 | 0 | 1657.47 | 80.44 | 0 | 0 | 0 | 1495.3399 | 0 | 0 | 1495.3399 | 1495.4 | -0.060079
2328 | 80.44 | 0 | 757.3 | 0 | 0 | 0 | 0 | 0 | 0 | 0 | 0 | 1657.47 | 80.44 | 0 | 0 | 0 | 1495.3399 | 0 | 0 | 1495.3399 | 1495.4 | -0.060079
2329 | 80.44 | 0 | 751.43 | 0 | 0 | 0 | 0 | 0 | 0 | 0 | 0 | 1657.47 | 80.44 | 0 | 0 | 0 | 1495.3399 | 0 | 0 | 1495.3399 | 1495.4 | -0.060079
2330 | 80.44 | 0 | 745.57 | 0 | 0 | 0 | 0 | 0 | 0 | 0 | 0 | 1657.47 | 80.44 | 0 | 0 | 0 | 1495.3399 | 0 | 0 | 1495.3399 | 1495.4 | -0.060079
2331 | 80.44 | 0 | 739.7 | 0 | 0 | 0 | 0 | 0 | 0 | 0 | 0 | 1657.47 | 80.44 | 0 | 0 | 0 | 1495.3399 | 0 | 0 | 1495.3399 | 1495.4 | -0.060079
2332 | 80.44 | 0 | 733.84 | 0 | 0 | 0 | 0 | 0 | 0 | 0 | 0 | 1657.47 | 80.44 | 0 | 0 | 0 | 1495.3399 | 0 | 0 | 1495.3399 | 1495.4 | -0.060079
2333 | 80.44 | 0 | 727.97 | 0 | 0 | 0 | 0 | 0 | 0 | 0 | 0 | 1657.47 | 80.44 | 0 | 0 | 0 | 1495.3399 | 0 | 0 | 1495.3399 | 1495.4 | -0.060079
2334 | 80.44 | 0 | 722.11 | 0 | 0 | 0 | 0 | 0 | 0 | 0 | 0 | 1657.47 | 80.44 | 0 | 0 | 0 | 1495.3399 | 0 | 0 | 1495.3399 | 1495.4 | -0.060079
2335 | 89.52 | 0 | 721.81 | 0 | 0 | 0 | 0 | 0 | 0 | 0 | 0 | 1657.47 | 80.44 | 9.08 | 0 | 0 | 1495.3399 | 429.1731 | 9.08 | 1924.513 | 1924.37 | 0.14298
2336 | 100 | 0 | 727.95 | 0 | 0 | 0 | 0 | 0 | 0 | 0 | 0 | 1657.47 | 69.82 | 30.18 | 0 | 0 | 1495.3399 | 1426.4805 | 30.18 | 2921.8204 | 2921.69 | 0.13042
2337 | 100 | 0 | 734.08 | 0 | 0 | 0 | 0 | 0 | 0 | 0 | 0 | 1657.47 | 24.14 | 75.86 | 0 | 0 | 1495.3399 | 3585.5802 | 75.86 | 5080.9201 | 5080.79 | 0.13012
2338 | 100 | 0 | 740.22 | 0 | 0 | 0 | 0 | 0 | 0 | 0 | 0 | 1657.47 | 35.2 | 64.8 | 0 | 0 | 1495.3399 | 3062.8209 | 64.8 | 4558.1609 | 4558.41 | -0.24914
2339 | 100 | 0 | 746.35 | 0 | 0 | 0 | 0 | 0 | 0 | 0 | 0 | 1657.47 | 5.41 | 94.59 | 0 | 0 | 1495.3399 | 4470.8678 | 94.59 | 5966.2077 | 5966.46 | -0.25229
2340 | 100 | 0 | 752.49 | 0 | 0 | 0 | 0 | 0 | 0 | 0 | 0 | 1657.47 | 0 | 133.25 | 33.25 | 0 | 1495.3399 | 4726.5755 | 100 | 6221.9154 | 6221.98 | -0.064551
2341 | 100 | 0 | 758.63 | 0 | 0 | 0 | 0 | 0 | 0 | 0 | 0 | 1657.47 | 0 | 153.91 | 53.91 | 0 | 1495.3399 | 4726.5755 | 100 | 6221.9154 | 6221.98 | -0.064551
2342 | 100 | 0 | 764.76 | 0 | 0 | 0 | 0 | 0 | 0 | 0 | 0 | 1657.47 | 0 | 166.33 | 66.33 | 0 | 1495.3399 | 4726.5755 | 100 | 6221.9154 | 6221.98 | -0.064551
2343 | 100 | 0 | 770.9 | 0 | 0 | 0 | 0 | 0 | 0 | 0 | 0 | 1657.47 | 0 | 158.33 | 58.33 | 0 | 1495.3399 | 4726.5755 | 100 | 6221.9154 | 6221.98 | -0.064551
2344 | 100 | 0 | 777.04 | 0 | 0 | 0 | 0 | 0 | 0 | 0 | 0 | 1657.47 | 0 | 106.26 | 6.26 | 0 | 1495.3399 | 4726.5755 | 100 | 6221.9154 | 6221.98 | -0.064551
2345 | 100 | 0 | 783.17 | 0 | 0 | 0 | 0 | 0 | 0 | 0 | 0 | 1657.47 | 65.48 | 34.52 | 0 | 0 | 1495.3399 | 1631.6139 | 34.52 | 3126.9538 | 3127.21 | -0.25621
2346 | 94.32 | 0 | 785.82 | 0 | 0 | 0 | 0 | 0 | 0 | 0 | 0 | 1657.47 | 80.44 | 13.87 | 0 | 0 | 1495.3399 | 655.576 | 13.87 | 2150.9159 | 2151.06 | -0.14405
2347 | 80.44 | 0 | 779.96 | 0 | 0 | 0 | 0 | 0 | 0 | 0 | 0 | 1657.47 | 80.44 | 0 | 0 | 0 | 1495.3399 | 0 | 0 | 1495.3399 | 1495.4 | -0.060079
2348 | 80.44 | 0 | 774.09 | 0 | 0 | 0 | 0 | 0 | 0 | 0 | 0 | 1657.47 | 80.44 | 0 | 0 | 0 | 1495.3399 | 0 | 0 | 1495.3399 | 1495.4 | -0.060079
2349 | 80.44 | 0 | 768.23 | 0 | 0 | 0 | 0 | 0 | 0 | 0 | 0 | 1657.47 | 80.44 | 0 | 0 | 0 | 1495.3399 | 0 | 0 | 1495.3399 | 1495.4 | -0.060079
2350 | 80.44 | 0 | 762.36 | 0 | 0 | 0 | 0 | 0 | 0 | 0 | 0 | 1657.47 | 80.44 | 0 | 0 | 0 | 1495.3399 | 0 | 0 | 1495.3399 | 1495.4 | -0.060079
2351 | 80.44 | 0 | 756.5 | 0 | 0 | 0 | 0 | 0 | 0 | 0 | 0 | 1657.47 | 80.44 | 0 | 0 | 0 | 1495.3399 | 0 | 0 | 1495.3399 | 1495.4 | -0.060079
2352 | 80.44 | 0 | 750.63 | 0 | 0 | 0 | 0 | 0 | 0 | 0 | 0 | 1657.47 | 80.44 | 0 | 0 | 0 | 1495.3399 | 0 | 0 | 1495.3399 | 1495.4 | -0.060079
2353 | 80.44 | 0 | 744.77 | 0 | 0 | 0 | 0 | 0 | 0 | 0 | 0 | 1657.47 | 80.44 | 0 | 0 | 0 | 1495.3399 | 0 | 0 | 1495.3399 | 1495.4 | -0.060079
2354 | 80.44 | 0 | 738.9 | 0 | 0 | 0 | 0 | 0 | 0 | 0 | 0 | 1657.47 | 80.44 | 0 | 0 | 0 | 1495.3399 | 0 | 0 | 1495.3399 | 1495.4 | -0.060079
2355 | 80.44 | 0 | 733.04 | 0 | 0 | 0 | 0 | 0 | 0 | 0 | 0 | 1657.47 | 80.44 | 0 | 0 | 0 | 1495.3399 | 0 | 0 | 1495.3399 | 1495.4 | -0.060079
2356 | 80.44 | 0 | 727.17 | 0 | 0 | 0 | 0 | 0 | 0 | 0 | 0 | 1657.47 | 80.44 | 0 | 0 | 0 | 1495.3399 | 0 | 0 | 1495.3399 | 1495.4 | -0.060079
2357 | 80.44 | 0 | 721.31 | 0 | 0 | 0 | 0 | 0 | 0 | 0 | 0 | 1657.47 | 80.44 | 0 | 0 | 0 | 1495.3399 | 0 | 0 | 1495.3399 | 1495.4 | -0.060079
2358 | 80.44 | 0 | 715.44 | 0 | 0 | 0 | 0 | 0 | 0 | 0 | 0 | 1657.47 | 80.44 | 0 | 0 | 0 | 1495.3399 | 0 | 0 | 1495.3399 | 1495.4 | -0.060079
2359 | 80.91 | 0 | 709.86 | 0 | 0 | 0 | 0 | 0 | 0 | 0 | 0 | 1657.47 | 80.44 | 0.47 | 0 | 0 | 1495.3399 | 22.2149 | 0.47 | 1517.5548 | 1517.54 | 0.014826
2360 | 84.28 | 0 | 706.35 | 0 | 0 | 0 | 0 | 0 | 0 | 0 | 0 | 1657.47 | 80.44 | 3.84 | 0 | 0 | 1495.3399 | 181.5005 | 3.84 | 1676.8404 | 1676.67 | 0.17042
2361 | 83.86 | 0 | 702.58 | 0 | 0 | 0 | 0 | 0 | 0 | 0 | 0 | 1657.47 | 80.44 | 3.42 | 0 | 0 | 1495.3399 | 161.6489 | 3.42 | 1656.9888 | 1657.07 | -0.081196
2362 | 100 | 0 | 708.72 | 0 | 0 | 0 | 0 | 0 | 0 | 0 | 0 | 1657.47 | 74.55 | 25.45 | 0 | 0 | 1495.3399 | 1202.9135 | 25.45 | 2698.2534 | 2698.32 | -0.066607
2363 | 100 | 0 | 714.86 | 0 | 0 | 0 | 0 | 0 | 0 | 0 | 0 | 1657.47 | 57.12 | 42.88 | 0 | 0 | 1495.3399 | 2026.7556 | 42.88 | 3522.0955 | 3521.97 | 0.12551
2364 | 100 | 0 | 720.99 | 0 | 0 | 0 | 0 | 0 | 0 | 0 | 0 | 1657.47 | 0 | 101.71 | 1.71 | 0 | 1495.3399 | 4726.5755 | 100 | 6221.9154 | 6221.98 | -0.064551
2365 | 100 | 0 | 727.13 | 0 | 0 | 0 | 0 | 0 | 0 | 0 | 0 | 1657.47 | 78.65 | 21.35 | 0 | 0 | 1495.3399 | 1009.1239 | 21.35 | 2504.4638 | 2504.34 | 0.1238
2366 | 100 | 0 | 733.27 | 0 | 0 | 0 | 0 | 0 | 0 | 0 | 0 | 1657.47 | 78.63 | 21.37 | 0 | 0 | 1495.3399 | 1010.0692 | 21.37 | 2505.4091 | 2505.66 | -0.25089
2367 | 91.29 | 0 | 734.06 | 0 | 0 | 0 | 0 | 0 | 0 | 0 | 0 | 1657.47 | 80.44 | 10.84 | 0 | 0 | 1495.3399 | 512.3608 | 10.84 | 2007.7007 | 2007.95 | -0.24929
2368 | 82.76 | 0 | 729.61 | 0 | 0 | 0 | 0 | 0 | 0 | 0 | 0 | 1657.47 | 80.44 | 2.32 | 0 | 0 | 1495.3399 | 109.6566 | 2.32 | 1604.9965 | 1604.83 | 0.16647
2369 | 83.6 | 0 | 725.69 | 0 | 0 | 0 | 0 | 0 | 0 | 0 | 0 | 1657.47 | 80.44 | 3.16 | 0 | 0 | 1495.3399 | 149.3598 | 3.16 | 1644.6997 | 1644.82 | -0.12029
2370 | 81.11 | 0 | 720.23 | 0 | 0 | 0 | 0 | 0 | 0 | 0 | 0 | 1657.47 | 80.44 | 0.66 | 0 | 0 | 1495.3399 | 31.1954 | 0.66 | 1526.5353 | 1526.68 | -0.14468
2371 | 80.44 | 0 | 714.36 | 0 | 0 | 0 | 0 | 0 | 0 | 0 | 0 | 1657.47 | 80.44 | 0 | 0 | 0 | 1495.3399 | 0 | 0 | 1495.3399 | 1495.4 | -0.060079
2372 | 80.44 | 0 | 708.5 | 0 | 0 | 0 | 0 | 0 | 0 | 0 | 0 | 1657.47 | 80.44 | 0 | 0 | 0 | 1495.3399 | 0 | 0 | 1495.3399 | 1495.4 | -0.060079
2373 | 80.44 | 0 | 702.63 | 0 | 0 | 0 | 0 | 0 | 0 | 0 | 0 | 1657.47 | 80.44 | 0 | 0 | 0 | 1495.3399 | 0 | 0 | 1495.3399 | 1495.4 | -0.060079
2374 | 80.44 | 0 | 696.77 | 0 | 0 | 0 | 0 | 0 | 0 | 0 | 0 | 1657.47 | 80.44 | 0 | 0 | 0 | 1495.3399 | 0 | 0 | 1495.3399 | 1495.4 | -0.060079
2375 | 80.44 | 0 | 690.9 | 0 | 0 | 0 | 0 | 0 | 0 | 0 | 0 | 1657.47 | 80.44 | 0 | 0 | 0 | 1495.3399 | 0 | 0 | 1495.3399 | 1495.4 | -0.060079
2376 | 80.44 | 0 | 685.04 | 0 | 0 | 0 | 0 | 0 | 0 | 0 | 0 | 1657.47 | 80.44 | 0 | 0 | 0 | 1495.3399 | 0 | 0 | 1495.3399 | 1495.4 | -0.060079
2377 | 80.44 | 0 | 679.17 | 0 | 0 | 0 | 0 | 0 | 0 | 0 | 0 | 1657.47 | 80.44 | 0 | 0 | 0 | 1495.3399 | 0 | 0 | 1495.3399 | 1495.4 | -0.060079
2378 | 80.44 | 0 | 673.31 | 0 | 0 | 0 | 0 | 0 | 0 | 0 | 0 | 1657.47 | 80.44 | 0 | 0 | 0 | 1495.3399 | 0 | 0 | 1495.3399 | 1495.4 | -0.060079
2379 | 80.44 | 0 | 667.44 | 0 | 0 | 0 | 0 | 0 | 0 | 0 | 0 | 1657.47 | 80.44 | 0 | 0 | 0 | 1495.3399 | 0 | 0 | 1495.3399 | 1495.4 | -0.060079
2380 | 80.44 | 0 | 661.58 | 0 | 0 | 0 | 0 | 0 | 0 | 0 | 0 | 1657.47 | 80.44 | 0 | 0 | 0 | 1495.3399 | 0 | 0 | 1495.3399 | 1495.4 | -0.060079
2381 | 80.44 | 0 | 655.71 | 0 | 0 | 0 | 0 | 0 | 0 | 0 | 0 | 1657.47 | 80.44 | 0 | 0 | 0 | 1495.3399 | 0 | 0 | 1495.3399 | 1495.4 | -0.060079
2382 | 80.44 | 0 | 649.85 | 0 | 0 | 0 | 0 | 0 | 0 | 0 | 0 | 1657.47 | 80.44 | 0 | 0 | 0 | 1495.3399 | 0 | 0 | 1495.3399 | 1495.4 | -0.060079
2383 | 81.12 | 0 | 644.4 | 0 | 0 | 0 | 0 | 0 | 0 | 0 | 0 | 1657.47 | 80.44 | 0.68 | 0 | 0 | 1495.3399 | 32.1407 | 0.68 | 1527.4806 | 1527.58 | -0.099366
2384 | 84.91 | 0 | 641.28 | 0 | 0 | 0 | 0 | 0 | 0 | 0 | 0 | 1657.47 | 80.44 | 4.47 | 0 | 0 | 1495.3399 | 211.2779 | 4.47 | 1706.6178 | 1706.6 | 0.017847
2385 | 85.73 | 0 | 638.66 | 0 | 0 | 0 | 0 | 0 | 0 | 0 | 0 | 1657.47 | 80.44 | 5.29 | 0 | 0 | 1495.3399 | 250.0358 | 5.29 | 1745.3758 | 1745.34 | 0.035766
2386 | 100 | 0 | 644.79 | 0 | 0 | 0 | 0 | 0 | 0 | 0 | 0 | 1657.47 | 75.52 | 24.48 | 0 | 0 | 1495.3399 | 1157.0657 | 24.48 | 2652.4056 | 2652.37 | 0.03561
2387 | 100 | 0 | 650.93 | 0 | 0 | 0 | 0 | 0 | 0 | 0 | 0 | 1657.47 | 76.13 | 23.87 | 0 | 0 | 1495.3399 | 1128.2336 | 23.87 | 2623.5735 | 2623.54 | 0.033499
2388 | 100 | 0 | 657.07 | 0 | 0 | 0 | 0 | 0 | 0 | 0 | 0 | 1657.47 | 59.95 | 40.05 | 0 | 0 | 1495.3399 | 1892.9935 | 40.05 | 3388.3334 | 3388.3 | 0.03342
2389 | 100 | 0 | 663.2 | 0 | 0 | 0 | 0 | 0 | 0 | 0 | 0 | 1657.47 | 70.47 | 29.53 | 0 | 0 | 1495.3399 | 1395.7578 | 29.53 | 2891.0977 | 2890.97 | 0.12767
2390 | 100 | 0 | 669.34 | 0 | 0 | 0 | 0 | 0 | 0 | 0 | 0 | 1657.47 | 62.37 | 37.63 | 0 | 0 | 1495.3399 | 1778.6104 | 37.63 | 3273.9503 | 3274.2 | -0.24971
2391 | 100 | 0 | 675.47 | 0 | 0 | 0 | 0 | 0 | 0 | 0 | 0 | 1657.47 | 53.48 | 46.52 | 0 | 0 | 1495.3399 | 2198.8029 | 46.52 | 3694.1429 | 3694.21 | -0.067144
2392 | 100 | 0 | 681.61 | 0 | 0 | 0 | 0 | 0 | 0 | 0 | 0 | 1657.47 | 45.01 | 54.99 | 0 | 0 | 1495.3399 | 2599.1439 | 54.99 | 4094.4838 | 4094.74 | -0.2562
2393 | 100 | 0 | 687.75 | 0 | 0 | 0 | 0 | 0 | 0 | 0 | 0 | 1657.47 | 56.28 | 43.72 | 0 | 0 | 1495.3399 | 2066.4588 | 43.72 | 3561.7987 | 3562.05 | -0.25126
2394 | 100 | 0 | 693.88 | 0 | 0 | 0 | 0 | 0 | 0 | 0 | 0 | 1657.47 | 73.63 | 26.37 | 0 | 0 | 1495.3399 | 1246.398 | 26.37 | 2741.7379 | 2741.99 | -0.25211
2395 | 81.19 | 0 | 688.47 | 0 | 0 | 0 | 0 | 0 | 0 | 0 | 0 | 1657.47 | 80.44 | 0.74 | 0 | 0 | 1495.3399 | 34.9767 | 0.74 | 1530.3166 | 1530.52 | -0.20342
2396 | 80.44 | 0 | 682.61 | 0 | 0 | 0 | 0 | 0 | 0 | 0 | 0 | 1657.47 | 80.44 | 0 | 0 | 0 | 1495.3399 | 0 | 0 | 1495.3399 | 1495.4 | -0.060079
2397 | 80.44 | 0 | 676.74 | 0 | 0 | 0 | 0 | 0 | 0 | 0 | 0 | 1657.47 | 80.44 | 0 | 0 | 0 | 1495.3399 | 0 | 0 | 1495.3399 | 1495.4 | -0.060079
2398 | 80.44 | 0 | 670.88 | 0 | 0 | 0 | 0 | 0 | 0 | 0 | 0 | 1657.47 | 80.44 | 0 | 0 | 0 | 1495.3399 | 0 | 0 | 1495.3399 | 1495.4 | -0.060079
2399 | 80.44 | 0 | 665.01 | 0 | 0 | 0 | 0 | 0 | 0 | 0 | 0 | 1657.47 | 80.44 | 0 | 0 | 0 | 1495.3399 | 0 | 0 | 1495.3399 | 1495.4 | -0.060079
2400 | 80.44 | 0 | 659.15 | 0 | 0 | 0 | 0 | 0 | 0 | 0 | 0 | 1657.47 | 80.44 | 0 | 0 | 0 | 1495.3399 | 0 | 0 | 1495.3399 | 1495.4 | -0.060079
2401 | 80.44 | 0 | 653.28 | 0 | 0 | 0 | 0 | 0 | 0 | 0 | 0 | 1657.47 | 80.44 | 0 | 0 | 0 | 1495.3399 | 0 | 0 | 1495.3399 | 1495.4 | -0.060079
2402 | 80.44 | 0 | 647.42 | 0 | 0 | 0 | 0 | 0 | 0 | 0 | 0 | 1657.47 | 80.44 | 0 | 0 | 0 | 1495.3399 | 0 | 0 | 1495.3399 | 1495.4 | -0.060079
2403 | 80.44 | 0 | 641.55 | 0 | 0 | 0 | 0 | 0 | 0 | 0 | 0 | 1657.47 | 80.44 | 0 | 0 | 0 | 1495.3399 | 0 | 0 | 1495.3399 | 1495.4 | -0.060079
2404 | 80.44 | 0 | 635.69 | 0 | 0 | 0 | 0 | 0 | 0 | 0 | 0 | 1657.47 | 80.44 | 0 | 0 | 0 | 1495.3399 | 0 | 0 | 1495.3399 | 1495.4 | -0.060079
2405 | 80.44 | 0 | 629.82 | 0 | 0 | 0 | 0 | 0 | 0 | 0 | 0 | 1657.47 | 80.44 | 0 | 0 | 0 | 1495.3399 | 0 | 0 | 1495.3399 | 1495.4 | -0.060079
2406 | 80.44 | 0 | 623.96 | 0 | 0 | 0 | 0 | 0 | 0 | 0 | 0 | 1657.47 | 80.44 | 0 | 0 | 0 | 1495.3399 | 0 | 0 | 1495.3399 | 1495.4 | -0.060079
2407 | 95.89 | 0 | 627.57 | 0 | 0 | 0 | 0 | 0 | 0 | 0 | 0 | 1657.47 | 80.44 | 15.45 | 0 | 0 | 1495.3399 | 730.2559 | 15.45 | 2225.5958 | 2225.56 | 0.03584
2408 | 100 | 0 | 633.71 | 0 | 0 | 0 | 0 | 0 | 0 | 0 | 0 | 1657.47 | 67.47 | 32.53 | 0 | 0 | 1495.3399 | 1537.555 | 32.53 | 3032.8949 | 3032.77 | 0.12494
2409 | 100 | 0 | 639.85 | 0 | 0 | 0 | 0 | 0 | 0 | 0 | 0 | 1657.47 | 0 | 116.91 | 16.91 | 0 | 1495.3399 | 4726.5755 | 100 | 6221.9154 | 6221.98 | -0.064551
2410 | 100 | 0 | 645.98 | 0 | 0 | 0 | 0 | 0 | 0 | 0 | 0 | 1657.47 | 0 | 157.97 | 57.97 | 0 | 1495.3399 | 4726.5755 | 100 | 6221.9154 | 6221.98 | -0.064551
2411 | 100 | 0 | 652.12 | 0 | 0 | 0 | 0 | 0 | 0 | 0 | 0 | 1657.47 | 0 | 188.13 | 88.13 | 0 | 1495.3399 | 4726.5755 | 100 | 6221.9154 | 6221.98 | -0.064551
2412 | 100 | 0 | 658.26 | 0 | 0 | 0 | 0 | 0 | 0 | 0 | 0 | 1657.47 | 0 | 200 | 100 | 0 | 1495.3399 | 4726.5755 | 100 | 6221.9154 | 6221.98 | -0.064551
2413 | 100 | 0 | 664.39 | 0 | 0 | 0 | 0 | 0 | 0 | 0 | 0 | 1657.47 | 0 | 200 | 100 | 0 | 1495.3399 | 4726.5755 | 100 | 6221.9154 | 6221.98 | -0.064551
2414 | 100 | 0 | 670.53 | 0 | 0 | 0 | 0 | 0 | 0 | 0 | 0 | 1657.47 | 12.8 | 87.2 | 0 | 0 | 1495.3399 | 4121.5739 | 87.2 | 5616.9138 | 5616.98 | -0.066219
2415 | 100 | 0 | 676.66 | 0 | 0 | 0 | 0 | 0 | 0 | 0 | 0 | 1657.47 | 24.83 | 75.17 | 0 | 0 | 1495.3399 | 3552.9668 | 75.17 | 5048.3067 | 5048.56 | -0.25325
2416 | 100 | 0 | 682.8 | 0 | 0 | 0 | 0 | 0 | 0 | 0 | 0 | 1657.47 | 42.14 | 57.86 | 0 | 0 | 1495.3399 | 2734.7966 | 57.86 | 4230.1365 | 4230.01 | 0.12652
2417 | 100 | 0 | 688.94 | 0 | 0 | 0 | 0 | 0 | 0 | 0 | 0 | 1657.47 | 52.78 | 47.22 | 0 | 0 | 1495.3399 | 2231.889 | 47.22 | 3727.2289 | 3727.48 | -0.25111
2418 | 100 | 0 | 695.07 | 0 | 0 | 0 | 0 | 0 | 0 | 0 | 0 | 1657.47 | 73.27 | 26.73 | 0 | 0 | 1495.3399 | 1263.4136 | 26.73 | 2758.7536 | 2758.72 | 0.033559
2419 | 81.18 | 0 | 689.66 | 0 | 0 | 0 | 0 | 0 | 0 | 0 | 0 | 1657.47 | 80.44 | 0.73 | 0 | 0 | 1495.3399 | 34.504 | 0.73 | 1529.8439 | 1530.05 | -0.20608
2420 | 80.44 | 0 | 683.79 | 0 | 0 | 0 | 0 | 0 | 0 | 0 | 0 | 1657.47 | 80.44 | 0 | 0 | 0 | 1495.3399 | 0 | 0 | 1495.3399 | 1495.4 | -0.060079
2421 | 80.44 | 0 | 677.93 | 0 | 0 | 0 | 0 | 0 | 0 | 0 | 0 | 1657.47 | 80.44 | 0 | 0 | 0 | 1495.3399 | 0 | 0 | 1495.3399 | 1495.4 | -0.060079
2422 | 80.44 | 0 | 672.06 | 0 | 0 | 0 | 0 | 0 | 0 | 0 | 0 | 1657.47 | 80.44 | 0 | 0 | 0 | 1495.3399 | 0 | 0 | 1495.3399 | 1495.4 | -0.060079
2423 | 80.44 | 0 | 666.2 | 0 | 0 | 0 | 0 | 0 | 0 | 0 | 0 | 1657.47 | 80.44 | 0 | 0 | 0 | 1495.3399 | 0 | 0 | 1495.3399 | 1495.4 | -0.060079
2424 | 80.44 | 0 | 660.33 | 0 | 0 | 0 | 0 | 0 | 0 | 0 | 0 | 1657.47 | 80.44 | 0 | 0 | 0 | 1495.3399 | 0 | 0 | 1495.3399 | 1495.4 | -0.060079
2425 | 80.44 | 0 | 654.47 | 0 | 0 | 0 | 0 | 0 | 0 | 0 | 0 | 1657.47 | 80.44 | 0 | 0 | 0 | 1495.3399 | 0 | 0 | 1495.3399 | 1495.4 | -0.060079
2426 | 80.44 | 0 | 648.6 | 0 | 0 | 0 | 0 | 0 | 0 | 0 | 0 | 1657.47 | 80.44 | 0 | 0 | 0 | 1495.3399 | 0 | 0 | 1495.3399 | 1495.4 | -0.060079
2427 | 80.44 | 0 | 642.74 | 0 | 0 | 0 | 0 | 0 | 0 | 0 | 0 | 1657.47 | 80.44 | 0 | 0 | 0 | 1495.3399 | 0 | 0 | 1495.3399 | 1495.4 | -0.060079
2428 | 80.44 | 0 | 636.87 | 0 | 0 | 0 | 0 | 0 | 0 | 0 | 0 | 1657.47 | 80.44 | 0 | 0 | 0 | 1495.3399 | 0 | 0 | 1495.3399 | 1495.4 | -0.060079
2429 | 80.44 | 0 | 631.01 | 0 | 0 | 0 | 0 | 0 | 0 | 0 | 0 | 1657.47 | 80.44 | 0 | 0 | 0 | 1495.3399 | 0 | 0 | 1495.3399 | 1495.4 | -0.060079
2430 | 80.44 | 0 | 625.14 | 0 | 0 | 0 | 0 | 0 | 0 | 0 | 0 | 1657.47 | 80.44 | 0 | 0 | 0 | 1495.3399 | 0 | 0 | 1495.3399 | 1495.4 | -0.060079
2431 | 96.59 | 0 | 629.19 | 0 | 0 | 0 | 0 | 0 | 0 | 0 | 0 | 1657.47 | 80.44 | 16.15 | 0 | 0 | 1495.3399 | 763.3419 | 16.15 | 2258.6819 | 2258.8 | -0.11813
2432 | 100 | 0 | 635.33 | 0 | 0 | 0 | 0 | 0 | 0 | 0 | 0 | 1657.47 | 73.76 | 26.24 | 0 | 0 | 1495.3399 | 1240.2534 | 26.24 | 2735.5933 | 2735.47 | 0.12334
2433 | 100 | 0 | 641.46 | 0 | 0 | 0 | 0 | 0 | 0 | 0 | 0 | 1657.47 | 11.76 | 88.24 | 0 | 0 | 1495.3399 | 4170.7302 | 88.24 | 5666.0702 | 5666.23 | -0.15983
2434 | 100 | 0 | 647.6 | 0 | 0 | 0 | 0 | 0 | 0 | 0 | 0 | 1657.47 | 0 | 156.41 | 56.41 | 0 | 1495.3399 | 4726.5755 | 100 | 6221.9154 | 6221.98 | -0.064551
2435 | 100 | 0 | 653.73 | 0 | 0 | 0 | 0 | 0 | 0 | 0 | 0 | 1657.47 | 0 | 133.45 | 33.45 | 0 | 1495.3399 | 4726.5755 | 100 | 6221.9154 | 6221.98 | -0.064551
2436 | 100 | 0 | 659.87 | 0 | 0 | 0 | 0 | 0 | 0 | 0 | 0 | 1657.47 | 0 | 159.72 | 59.72 | 0 | 1495.3399 | 4726.5755 | 100 | 6221.9154 | 6221.98 | -0.064551
2437 | 100 | 0 | 666.01 | 0 | 0 | 0 | 0 | 0 | 0 | 0 | 0 | 1657.47 | 0 | 200 | 100 | 0 | 1495.3399 | 4726.5755 | 100 | 6221.9154 | 6221.98 | -0.064551
2438 | 100 | 0 | 672.14 | 0 | 0 | 0 | 0 | 0 | 0 | 0 | 0 | 1657.47 | 0 | 191.49 | 91.49 | 0 | 1495.3399 | 4726.5755 | 100 | 6221.9154 | 6221.98 | -0.064551
2439 | 100 | 0 | 678.28 | 0 | 0 | 0 | 0 | 0 | 0 | 0 | 0 | 1657.47 | 0 | 142.41 | 42.41 | 0 | 1495.3399 | 4726.5755 | 100 | 6221.9154 | 6221.98 | -0.064551
2440 | 100 | 0 | 684.42 | 0 | 0 | 0 | 0 | 0 | 0 | 0 | 0 | 1657.47 | 0 | 107.74 | 7.74 | 0 | 1495.3399 | 4726.5755 | 100 | 6221.9154 | 6221.98 | -0.064551
2441 | 100 | 0 | 690.55 | 0 | 0 | 0 | 0 | 0 | 0 | 0 | 0 | 1657.47 | 44.27 | 55.73 | 0 | 0 | 1495.3399 | 2634.1205 | 55.73 | 4129.4605 | 4129.62 | -0.15954
2442 | 100 | 0 | 696.69 | 0 | 0 | 0 | 0 | 0 | 0 | 0 | 0 | 1657.47 | 78.45 | 21.55 | 0 | 0 | 1495.3399 | 1018.577 | 21.55 | 2513.9169 | 2513.89 | 0.026947
2443 | 80.75 | 0 | 691.01 | 0 | 0 | 0 | 0 | 0 | 0 | 0 | 0 | 1657.47 | 80.44 | 0.31 | 0 | 0 | 1495.3399 | 14.6524 | 0.31 | 1509.9923 | 1509.9 | 0.092305
2444 | 80.44 | 0 | 685.15 | 0 | 0 | 0 | 0 | 0 | 0 | 0 | 0 | 1657.47 | 80.44 | 0 | 0 | 0 | 1495.3399 | 0 | 0 | 1495.3399 | 1495.4 | -0.060079
2445 | 80.44 | 0 | 679.28 | 0 | 0 | 0 | 0 | 0 | 0 | 0 | 0 | 1657.47 | 80.44 | 0 | 0 | 0 | 1495.3399 | 0 | 0 | 1495.3399 | 1495.4 | -0.060079
2446 | 80.44 | 0 | 673.42 | 0 | 0 | 0 | 0 | 0 | 0 | 0 | 0 | 1657.47 | 80.44 | 0 | 0 | 0 | 1495.3399 | 0 | 0 | 1495.3399 | 1495.4 | -0.060079
2447 | 80.44 | 0 | 667.55 | 0 | 0 | 0 | 0 | 0 | 0 | 0 | 0 | 1657.47 | 80.44 | 0 | 0 | 0 | 1495.3399 | 0 | 0 | 1495.3399 | 1495.4 | -0.060079
2448 | 80.44 | 0 | 661.69 | 0 | 0 | 0 | 0 | 0 | 0 | 0 | 0 | 1657.47 | 80.44 | 0 | 0 | 0 | 1495.3399 | 0 | 0 | 1495.3399 | 1495.4 | -0.060079
2449 | 80.44 | 0 | 655.82 | 0 | 0 | 0 | 0 | 0 | 0 | 0 | 0 | 1657.47 | 80.44 | 0 | 0 | 0 | 1495.3399 | 0 | 0 | 1495.3399 | 1495.4 | -0.060079
2450 | 80.44 | 0 | 649.96 | 0 | 0 | 0 | 0 | 0 | 0 | 0 | 0 | 1657.47 | 80.44 | 0 | 0 | 0 | 1495.3399 | 0 | 0 | 1495.3399 | 1495.4 | -0.060079
2451 | 80.44 | 0 | 644.09 | 0 | 0 | 0 | 0 | 0 | 0 | 0 | 0 | 1657.47 | 80.44 | 0 | 0 | 0 | 1495.3399 | 0 | 0 | 1495.3399 | 1495.4 | -0.060079
2452 | 80.44 | 0 | 638.23 | 0 | 0 | 0 | 0 | 0 | 0 | 0 | 0 | 1657.47 | 80.44 | 0 | 0 | 0 | 1495.3399 | 0 | 0 | 1495.3399 | 1495.4 | -0.060079
2453 | 80.44 | 0 | 632.36 | 0 | 0 | 0 | 0 | 0 | 0 | 0 | 0 | 1657.47 | 80.44 | 0 | 0 | 0 | 1495.3399 | 0 | 0 | 1495.3399 | 1495.4 | -0.060079
2454 | 80.44 | 0 | 626.5 | 0 | 0 | 0 | 0 | 0 | 0 | 0 | 0 | 1657.47 | 80.44 | 0 | 0 | 0 | 1495.3399 | 0 | 0 | 1495.3399 | 1495.4 | -0.060079
2455 | 97.37 | 0 | 631.02 | 0 | 0 | 0 | 0 | 0 | 0 | 0 | 0 | 1657.47 | 80.44 | 16.92 | 0 | 0 | 1495.3399 | 799.7366 | 16.92 | 2295.0765 | 2295.27 | -0.1935
2456 | 100 | 0 | 637.15 | 0 | 0 | 0 | 0 | 0 | 0 | 0 | 0 | 1657.47 | 32.88 | 67.12 | 0 | 0 | 1495.3399 | 3172.4775 | 67.12 | 4667.8174 | 4667.98 | -0.16258
2457 | 100 | 0 | 643.29 | 0 | 0 | 0 | 0 | 0 | 0 | 0 | 0 | 1657.47 | 0 | 121.31 | 21.31 | 0 | 1495.3399 | 4726.5755 | 100 | 6221.9154 | 6221.98 | -0.064551
2458 | 100 | 0 | 649.43 | 0 | 0 | 0 | 0 | 0 | 0 | 0 | 0 | 1657.47 | 0 | 166.2 | 66.2 | 0 | 1495.3399 | 4726.5755 | 100 | 6221.9154 | 6221.98 | -0.064551
2459 | 100 | 0 | 655.56 | 0 | 0 | 0 | 0 | 0 | 0 | 0 | 0 | 1657.47 | 0 | 196.71 | 96.71 | 0 | 1495.3399 | 4726.5755 | 100 | 6221.9154 | 6221.98 | -0.064551
2460 | 100 | 0 | 661.7 | 0 | 0 | 0 | 0 | 0 | 0 | 0 | 0 | 1657.47 | 0 | 200 | 100 | 0 | 1495.3399 | 4726.5755 | 100 | 6221.9154 | 6221.98 | -0.064551
2461 | 100 | 0 | 667.83 | 0 | 0 | 0 | 0 | 0 | 0 | 0 | 0 | 1657.47 | 0 | 200 | 100 | 0 | 1495.3399 | 4726.5755 | 100 | 6221.9154 | 6221.98 | -0.064551
2462 | 100 | 0 | 673.97 | 0 | 0 | 0 | 0 | 0 | 0 | 0 | 0 | 1657.47 | 0 | 197.51 | 97.51 | 0 | 1495.3399 | 4726.5755 | 100 | 6221.9154 | 6221.98 | -0.064551
2463 | 100 | 0 | 680.11 | 0 | 0 | 0 | 0 | 0 | 0 | 0 | 0 | 1657.47 | 0 | 172.06 | 72.06 | 0 | 1495.3399 | 4726.5755 | 100 | 6221.9154 | 6221.98 | -0.064551
2464 | 100 | 0 | 686.24 | 0 | 0 | 0 | 0 | 0 | 0 | 0 | 0 | 1657.47 | 0 | 132.21 | 32.21 | 0 | 1495.3399 | 4726.5755 | 100 | 6221.9154 | 6221.98 | -0.064551
2465 | 100 | 0 | 692.38 | 0 | 0 | 0 | 0 | 0 | 0 | 0 | 0 | 1657.47 | 19.34 | 80.66 | 0 | 0 | 1495.3399 | 3812.4558 | 80.66 | 5307.7957 | 5307.76 | 0.035742
2466 | 100 | 0 | 698.52 | 0 | 0 | 0 | 0 | 0 | 0 | 0 | 0 | 1657.47 | 72.1 | 27.9 | 0 | 0 | 1495.3399 | 1318.7146 | 27.9 | 2814.0545 | 2813.93 | 0.12449
2467 | 82.07 | 0 | 693.65 | 0 | 0 | 0 | 0 | 0 | 0 | 0 | 0 | 1657.47 | 80.44 | 1.63 | 0 | 0 | 1495.3399 | 77.0432 | 1.63 | 1572.3831 | 1572.26 | 0.1231
2468 | 80.44 | 0 | 687.78 | 0 | 0 | 0 | 0 | 0 | 0 | 0 | 0 | 1657.47 | 80.44 | 0 | 0 | 0 | 1495.3399 | 0 | 0 | 1495.3399 | 1495.4 | -0.060079
2469 | 80.44 | 0 | 681.92 | 0 | 0 | 0 | 0 | 0 | 0 | 0 | 0 | 1657.47 | 80.44 | 0 | 0 | 0 | 1495.3399 | 0 | 0 | 1495.3399 | 1495.4 | -0.060079
2470 | 80.44 | 0 | 676.05 | 0 | 0 | 0 | 0 | 0 | 0 | 0 | 0 | 1657.47 | 80.44 | 0 | 0 | 0 | 1495.3399 | 0 | 0 | 1495.3399 | 1495.4 | -0.060079
2471 | 80.44 | 0 | 670.19 | 0 | 0 | 0 | 0 | 0 | 0 | 0 | 0 | 1657.47 | 80.44 | 0 | 0 | 0 | 1495.3399 | 0 | 0 | 1495.3399 | 1495.4 | -0.060079
2472 | 80.44 | 0 | 664.32 | 0 | 0 | 0 | 0 | 0 | 0 | 0 | 0 | 1657.47 | 80.44 | 0 | 0 | 0 | 1495.3399 | 0 | 0 | 1495.3399 | 1495.4 | -0.060079
2473 | 80.44 | 0 | 658.46 | 0 | 0 | 0 | 0 | 0 | 0 | 0 | 0 | 1657.47 | 80.44 | 0 | 0 | 0 | 1495.3399 | 0 | 0 | 1495.3399 | 1495.4 | -0.060079
2474 | 80.44 | 0 | 652.59 | 0 | 0 | 0 | 0 | 0 | 0 | 0 | 0 | 1657.47 | 80.44 | 0 | 0 | 0 | 1495.3399 | 0 | 0 | 1495.3399 | 1495.4 | -0.060079
2475 | 80.44 | 0 | 646.73 | 0 | 0 | 0 | 0 | 0 | 0 | 0 | 0 | 1657.47 | 80.44 | 0 | 0 | 0 | 1495.3399 | 0 | 0 | 1495.3399 | 1495.4 | -0.060079
2476 | 80.44 | 0 | 640.86 | 0 | 0 | 0 | 0 | 0 | 0 | 0 | 0 | 1657.47 | 80.44 | 0 | 0 | 0 | 1495.3399 | 0 | 0 | 1495.3399 | 1495.4 | -0.060079
2477 | 80.44 | 0 | 635 | 0 | 0 | 0 | 0 | 0 | 0 | 0 | 0 | 1657.47 | 80.44 | 0 | 0 | 0 | 1495.3399 | 0 | 0 | 1495.3399 | 1495.4 | -0.060079
2478 | 80.44 | 0 | 629.13 | 0 | 0 | 0 | 0 | 0 | 0 | 0 | 0 | 1657.47 | 80.44 | 0 | 0 | 0 | 1495.3399 | 0 | 0 | 1495.3399 | 1495.4 | -0.060079
2479 | 98.3 | 0 | 634.22 | 0 | 0 | 0 | 0 | 0 | 0 | 0 | 0 | 1657.47 | 80.44 | 17.85 | 0 | 0 | 1495.3399 | 843.6937 | 17.85 | 2339.0337 | 2339.24 | -0.20635
2480 | 100 | 0 | 640.36 | 0 | 0 | 0 | 0 | 0 | 0 | 0 | 0 | 1657.47 | 29.8 | 70.2 | 0 | 0 | 1495.3399 | 3318.056 | 70.2 | 4813.3959 | 4813.27 | 0.12594
2481 | 100 | 0 | 646.5 | 0 | 0 | 0 | 0 | 0 | 0 | 0 | 0 | 1657.47 | 0 | 113.13 | 13.13 | 0 | 1495.3399 | 4726.5755 | 100 | 6221.9154 | 6221.98 | -0.064551
2482 | 100 | 0 | 652.63 | 0 | 0 | 0 | 0 | 0 | 0 | 0 | 0 | 1657.47 | 0 | 130.15 | 30.15 | 0 | 1495.3399 | 4726.5755 | 100 | 6221.9154 | 6221.98 | -0.064551
2483 | 100 | 0 | 658.77 | 0 | 0 | 0 | 0 | 0 | 0 | 0 | 0 | 1657.47 | 0 | 177.25 | 77.25 | 0 | 1495.3399 | 4726.5755 | 100 | 6221.9154 | 6221.98 | -0.064551
2484 | 100 | 0 | 664.91 | 0 | 0 | 0 | 0 | 0 | 0 | 0 | 0 | 1657.47 | 0 | 200 | 100 | 0 | 1495.3399 | 4726.5755 | 100 | 6221.9154 | 6221.98 | -0.064551
2485 | 100 | 0 | 671.04 | 0 | 0 | 0 | 0 | 0 | 0 | 0 | 0 | 1657.47 | 0 | 115.79 | 15.79 | 0 | 1495.3399 | 4726.5755 | 100 | 6221.9154 | 6221.98 | -0.064551
2486 | 100 | 0 | 677.18 | 0 | 0 | 0 | 0 | 0 | 0 | 0 | 0 | 1657.47 | 5.09 | 94.91 | 0 | 0 | 1495.3399 | 4485.9928 | 94.91 | 5981.3328 | 5981.49 | -0.15725
2487 | 100 | 0 | 683.31 | 0 | 0 | 0 | 0 | 0 | 0 | 0 | 0 | 1657.47 | 0 | 175.56 | 75.56 | 0 | 1495.3399 | 4726.5755 | 100 | 6221.9154 | 6221.98 | -0.064551
2488 | 100 | 0 | 689.45 | 0 | 0 | 0 | 0 | 0 | 0 | 0 | 0 | 1657.47 | 0 | 134.5 | 34.5 | 0 | 1495.3399 | 4726.5755 | 100 | 6221.9154 | 6221.98 | -0.064551
2489 | 100 | 0 | 695.59 | 0 | 0 | 0 | 0 | 0 | 0 | 0 | 0 | 1657.47 | 17.57 | 82.43 | 0 | 0 | 1495.3399 | 3896.1162 | 82.43 | 5391.4561 | 5391.71 | -0.25387
2490 | 100 | 0 | 701.72 | 0 | 0 | 0 | 0 | 0 | 0 | 0 | 0 | 1657.47 | 71.8 | 28.2 | 0 | 0 | 1495.3399 | 1332.8943 | 28.2 | 2828.2342 | 2828.49 | -0.25578
2491 | 82.29 | 0 | 696.99 | 0 | 0 | 0 | 0 | 0 | 0 | 0 | 0 | 1657.47 | 80.44 | 1.85 | 0 | 0 | 1495.3399 | 87.4416 | 1.85 | 1582.7816 | 1582.62 | 0.16157
2492 | 80.44 | 0 | 691.12 | 0 | 0 | 0 | 0 | 0 | 0 | 0 | 0 | 1657.47 | 80.44 | 0 | 0 | 0 | 1495.3399 | 0 | 0 | 1495.3399 | 1495.4 | -0.060079
2493 | 80.44 | 0 | 685.26 | 0 | 0 | 0 | 0 | 0 | 0 | 0 | 0 | 1657.47 | 80.44 | 0 | 0 | 0 | 1495.3399 | 0 | 0 | 1495.3399 | 1495.4 | -0.060079
2494 | 80.44 | 0 | 679.39 | 0 | 0 | 0 | 0 | 0 | 0 | 0 | 0 | 1657.47 | 80.44 | 0 | 0 | 0 | 1495.3399 | 0 | 0 | 1495.3399 | 1495.4 | -0.060079
2495 | 80.44 | 0 | 673.53 | 0 | 0 | 0 | 0 | 0 | 0 | 0 | 0 | 1657.47 | 80.44 | 0 | 0 | 0 | 1495.3399 | 0 | 0 | 1495.3399 | 1495.4 | -0.060079
2496 | 80.44 | 0 | 667.66 | 0 | 0 | 0 | 0 | 0 | 0 | 0 | 0 | 1657.47 | 80.44 | 0 | 0 | 0 | 1495.3399 | 0 | 0 | 1495.3399 | 1495.4 | -0.060079
2497 | 80.44 | 0 | 661.8 | 0 | 0 | 0 | 0 | 0 | 0 | 0 | 0 | 1657.47 | 80.44 | 0 | 0 | 0 | 1495.3399 | 0 | 0 | 1495.3399 | 1495.4 | -0.060079
2498 | 80.44 | 0 | 655.93 | 0 | 0 | 0 | 0 | 0 | 0 | 0 | 0 | 1657.47 | 80.44 | 0 | 0 | 0 | 1495.3399 | 0 | 0 | 1495.3399 | 1495.4 | -0.060079
2499 | 80.44 | 0 | 650.07 | 0 | 0 | 0 | 0 | 0 | 0 | 0 | 0 | 1657.47 | 80.44 | 0 | 0 | 0 | 1495.3399 | 0 | 0 | 1495.3399 | 1495.4 | -0.060079
2500 | 80.44 | 0 | 644.2 | 0 | 0 | 0 | 0 | 0 | 0 | 0 | 0 | 1657.47 | 80.44 | 0 | 0 | 0 | 1495.3399 | 0 | 0 | 1495.3399 | 1495.4 | -0.060079
2501 | 80.44 | 0 | 638.34 | 0 | 0 | 0 | 0 | 0 | 0 | 0 | 0 | 1657.47 | 80.44 | 0 | 0 | 0 | 1495.3399 | 0 | 0 | 1495.3399 | 1495.4 | -0.060079
2502 | 80.44 | 0 | 632.47 | 0 | 0 | 0 | 0 | 0 | 0 | 0 | 0 | 1657.47 | 80.44 | 0 | 0 | 0 | 1495.3399 | 0 | 0 | 1495.3399 | 1495.4 | -0.060079
2503 | 98.28 | 0 | 637.56 | 0 | 0 | 0 | 0 | 0 | 0 | 0 | 0 | 1657.47 | 80.44 | 17.84 | 0 | 0 | 1495.3399 | 843.2211 | 17.84 | 2338.561 | 2338.56 | 0.00099488
2504 | 100 | 0 | 643.69 | 0 | 0 | 0 | 0 | 0 | 0 | 0 | 0 | 1657.47 | 26.89 | 73.11 | 0 | 0 | 1495.3399 | 3455.5994 | 73.11 | 4950.9393 | 4950.81 | 0.12929
2505 | 100 | 0 | 649.83 | 0 | 0 | 0 | 0 | 0 | 0 | 0 | 0 | 1657.47 | 0 | 130.56 | 30.56 | 0 | 1495.3399 | 4726.5755 | 100 | 6221.9154 | 6221.98 | -0.064551
2506 | 100 | 0 | 655.97 | 0 | 0 | 0 | 0 | 0 | 0 | 0 | 0 | 1657.47 | 0 | 176.63 | 76.63 | 0 | 1495.3399 | 4726.5755 | 100 | 6221.9154 | 6221.98 | -0.064551
2507 | 100 | 0 | 662.1 | 0 | 0 | 0 | 0 | 0 | 0 | 0 | 0 | 1657.47 | 0 | 200 | 100 | 0 | 1495.3399 | 4726.5755 | 100 | 6221.9154 | 6221.98 | -0.064551
2508 | 100 | 0 | 668.24 | 0 | 0 | 0 | 0 | 0 | 0 | 0 | 0 | 1657.47 | 0 | 200 | 100 | 0 | 1495.3399 | 4726.5755 | 100 | 6221.9154 | 6221.98 | -0.064551
2509 | 100 | 0 | 674.37 | 0 | 0 | 0 | 0 | 0 | 0 | 0 | 0 | 1657.47 | 0 | 200 | 100 | 0 | 1495.3399 | 4726.5755 | 100 | 6221.9154 | 6221.98 | -0.064551
2510 | 100 | 0 | 680.51 | 0 | 0 | 0 | 0 | 0 | 0 | 0 | 0 | 1657.47 | 0 | 200 | 100 | 0 | 1495.3399 | 4726.5755 | 100 | 6221.9154 | 6221.98 | -0.064551
2511 | 100 | 0 | 686.65 | 0 | 0 | 0 | 0 | 0 | 0 | 0 | 0 | 1657.47 | 0 | 180.05 | 80.05 | 0 | 1495.3399 | 4726.5755 | 100 | 6221.9154 | 6221.98 | -0.064551
2512 | 100 | 0 | 692.78 | 0 | 0 | 0 | 0 | 0 | 0 | 0 | 0 | 1657.47 | 0 | 138.98 | 38.98 | 0 | 1495.3399 | 4726.5755 | 100 | 6221.9154 | 6221.98 | -0.064551
2513 | 100 | 0 | 698.92 | 0 | 0 | 0 | 0 | 0 | 0 | 0 | 0 | 1657.47 | 15.18 | 84.82 | 0 | 0 | 1495.3399 | 4009.0814 | 84.82 | 5504.4213 | 5504.67 | -0.24872
2514 | 100 | 0 | 705.06 | 0 | 0 | 0 | 0 | 0 | 0 | 0 | 0 | 1657.47 | 71.89 | 28.11 | 0 | 0 | 1495.3399 | 1328.6404 | 28.11 | 2823.9803 | 2823.85 | 0.1303
2515 | 82.26 | 0 | 700.3 | 0 | 0 | 0 | 0 | 0 | 0 | 0 | 0 | 1657.47 | 80.44 | 1.81 | 0 | 0 | 1495.3399 | 85.551 | 1.81 | 1580.8909 | 1581.05 | -0.15906
2516 | 80.44 | 0 | 694.44 | 0 | 0 | 0 | 0 | 0 | 0 | 0 | 0 | 1657.47 | 80.44 | 0 | 0 | 0 | 1495.3399 | 0 | 0 | 1495.3399 | 1495.4 | -0.060079
2517 | 80.44 | 0 | 688.57 | 0 | 0 | 0 | 0 | 0 | 0 | 0 | 0 | 1657.47 | 80.44 | 0 | 0 | 0 | 1495.3399 | 0 | 0 | 1495.3399 | 1495.4 | -0.060079
2518 | 80.44 | 0 | 682.71 | 0 | 0 | 0 | 0 | 0 | 0 | 0 | 0 | 1657.47 | 80.44 | 0 | 0 | 0 | 1495.3399 | 0 | 0 | 1495.3399 | 1495.4 | -0.060079
2519 | 80.44 | 0 | 676.84 | 0 | 0 | 0 | 0 | 0 | 0 | 0 | 0 | 1657.47 | 80.44 | 0 | 0 | 0 | 1495.3399 | 0 | 0 | 1495.3399 | 1495.4 | -0.060079
2520 | 80.44 | 0 | 670.98 | 0 | 0 | 0 | 0 | 0 | 0 | 0 | 0 | 1657.47 | 80.44 | 0 | 0 | 0 | 1495.3399 | 0 | 0 | 1495.3399 | 1495.4 | -0.060079
2521 | 80.44 | 0 | 665.11 | 0 | 0 | 0 | 0 | 0 | 0 | 0 | 0 | 1657.47 | 80.44 | 0 | 0 | 0 | 1495.3399 | 0 | 0 | 1495.3399 | 1495.4 | -0.060079
2522 | 80.44 | 0 | 659.25 | 0 | 0 | 0 | 0 | 0 | 0 | 0 | 0 | 1657.47 | 80.44 | 0 | 0 | 0 | 1495.3399 | 0 | 0 | 1495.3399 | 1495.4 | -0.060079
2523 | 80.44 | 0 | 653.38 | 0 | 0 | 0 | 0 | 0 | 0 | 0 | 0 | 1657.47 | 80.44 | 0 | 0 | 0 | 1495.3399 | 0 | 0 | 1495.3399 | 1495.4 | -0.060079
2524 | 80.44 | 0 | 647.52 | 0 | 0 | 0 | 0 | 0 | 0 | 0 | 0 | 1657.47 | 80.44 | 0 | 0 | 0 | 1495.3399 | 0 | 0 | 1495.3399 | 1495.4 | -0.060079
2525 | 80.44 | 0 | 641.65 | 0 | 0 | 0 | 0 | 0 | 0 | 0 | 0 | 1657.47 | 80.44 | 0 | 0 | 0 | 1495.3399 | 0 | 0 | 1495.3399 | 1495.4 | -0.060079
2526 | 80.44 | 0 | 635.79 | 0 | 0 | 0 | 0 | 0 | 0 | 0 | 0 | 1657.47 | 80.44 | 0 | 0 | 0 | 1495.3399 | 0 | 0 | 1495.3399 | 1495.4 | -0.060079
2527 | 98.37 | 0 | 640.92 | 0 | 0 | 0 | 0 | 0 | 0 | 0 | 0 | 1657.47 | 80.44 | 17.92 | 0 | 0 | 1495.3399 | 847.0023 | 17.92 | 2342.3423 | 2342.59 | -0.24774
2528 | 100 | 0 | 647.06 | 0 | 0 | 0 | 0 | 0 | 0 | 0 | 0 | 1657.47 | 28.12 | 71.88 | 0 | 0 | 1495.3399 | 3397.4625 | 71.88 | 4892.8024 | 4892.68 | 0.12241
2529 | 100 | 0 | 653.19 | 0 | 0 | 0 | 0 | 0 | 0 | 0 | 0 | 1657.47 | 0 | 128.58 | 28.58 | 0 | 1495.3399 | 4726.5755 | 100 | 6221.9154 | 6221.98 | -0.064551
2530 | 100 | 0 | 659.33 | 0 | 0 | 0 | 0 | 0 | 0 | 0 | 0 | 1657.47 | 0 | 171.45 | 71.45 | 0 | 1495.3399 | 4726.5755 | 100 | 6221.9154 | 6221.98 | -0.064551
2531 | 100 | 0 | 665.47 | 0 | 0 | 0 | 0 | 0 | 0 | 0 | 0 | 1657.47 | 0 | 200 | 100 | 0 | 1495.3399 | 4726.5755 | 100 | 6221.9154 | 6221.98 | -0.064551
2532 | 100 | 0 | 671.6 | 0 | 0 | 0 | 0 | 0 | 0 | 0 | 0 | 1657.47 | 0 | 200 | 100 | 0 | 1495.3399 | 4726.5755 | 100 | 6221.9154 | 6221.98 | -0.064551
2533 | 100 | 0 | 677.74 | 0 | 0 | 0 | 0 | 0 | 0 | 0 | 0 | 1657.47 | 0 | 200 | 100 | 0 | 1495.3399 | 4726.5755 | 100 | 6221.9154 | 6221.98 | -0.064551
2534 | 100 | 0 | 683.88 | 0 | 0 | 0 | 0 | 0 | 0 | 0 | 0 | 1657.47 | 0 | 200 | 100 | 0 | 1495.3399 | 4726.5755 | 100 | 6221.9154 | 6221.98 | -0.064551
2535 | 100 | 0 | 690.01 | 0 | 0 | 0 | 0 | 0 | 0 | 0 | 0 | 1657.47 | 0 | 175.51 | 75.51 | 0 | 1495.3399 | 4726.5755 | 100 | 6221.9154 | 6221.98 | -0.064551
2536 | 100 | 0 | 696.15 | 0 | 0 | 0 | 0 | 0 | 0 | 0 | 0 | 1657.47 | 0 | 135.77 | 35.77 | 0 | 1495.3399 | 4726.5755 | 100 | 6221.9154 | 6221.98 | -0.064551
2537 | 100 | 0 | 702.28 | 0 | 0 | 0 | 0 | 0 | 0 | 0 | 0 | 1657.47 | 17.22 | 82.78 | 0 | 0 | 1495.3399 | 3912.6592 | 82.78 | 5407.9991 | 5408.06 | -0.060857
2538 | 100 | 0 | 708.42 | 0 | 0 | 0 | 0 | 0 | 0 | 0 | 0 | 1657.47 | 72.15 | 27.85 | 0 | 0 | 1495.3399 | 1316.3513 | 27.85 | 2811.6912 | 2811.75 | -0.058795
2539 | 83.5 | 0 | 704.43 | 0 | 0 | 0 | 0 | 0 | 0 | 0 | 0 | 1657.47 | 80.44 | 3.05 | 0 | 0 | 1495.3399 | 144.1606 | 3.05 | 1639.5005 | 1639.78 | -0.27953
2540 | 80.44 | 0 | 698.57 | 0 | 0 | 0 | 0 | 0 | 0 | 0 | 0 | 1657.47 | 80.44 | 0 | 0 | 0 | 1495.3399 | 0 | 0 | 1495.3399 | 1495.4 | -0.060079
2541 | 80.44 | 0 | 692.7 | 0 | 0 | 0 | 0 | 0 | 0 | 0 | 0 | 1657.47 | 80.44 | 0 | 0 | 0 | 1495.3399 | 0 | 0 | 1495.3399 | 1495.4 | -0.060079
2542 | 80.44 | 0 | 686.84 | 0 | 0 | 0 | 0 | 0 | 0 | 0 | 0 | 1657.47 | 80.44 | 0 | 0 | 0 | 1495.3399 | 0 | 0 | 1495.3399 | 1495.4 | -0.060079
2543 | 80.44 | 0 | 680.97 | 0 | 0 | 0 | 0 | 0 | 0 | 0 | 0 | 1657.47 | 80.44 | 0 | 0 | 0 | 1495.3399 | 0 | 0 | 1495.3399 | 1495.4 | -0.060079
2544 | 80.44 | 0 | 675.11 | 0 | 0 | 0 | 0 | 0 | 0 | 0 | 0 | 1657.47 | 80.44 | 0 | 0 | 0 | 1495.3399 | 0 | 0 | 1495.3399 | 1495.4 | -0.060079
2545 | 80.44 | 0 | 669.24 | 0 | 0 | 0 | 0 | 0 | 0 | 0 | 0 | 1657.47 | 80.44 | 0 | 0 | 0 | 1495.3399 | 0 | 0 | 1495.3399 | 1495.4 | -0.060079
2546 | 80.44 | 0 | 663.38 | 0 | 0 | 0 | 0 | 0 | 0 | 0 | 0 | 1657.47 | 80.44 | 0 | 0 | 0 | 1495.3399 | 0 | 0 | 1495.3399 | 1495.4 | -0.060079
2547 | 80.44 | 0 | 657.51 | 0 | 0 | 0 | 0 | 0 | 0 | 0 | 0 | 1657.47 | 80.44 | 0 | 0 | 0 | 1495.3399 | 0 | 0 | 1495.3399 | 1495.4 | -0.060079
2548 | 80.44 | 0 | 651.65 | 0 | 0 | 0 | 0 | 0 | 0 | 0 | 0 | 1657.47 | 80.44 | 0 | 0 | 0 | 1495.3399 | 0 | 0 | 1495.3399 | 1495.4 | -0.060079
2549 | 80.44 | 0 | 645.78 | 0 | 0 | 0 | 0 | 0 | 0 | 0 | 0 | 1657.47 | 80.44 | 0 | 0 | 0 | 1495.3399 | 0 | 0 | 1495.3399 | 1495.4 | -0.060079
2550 | 80.44 | 0 | 639.92 | 0 | 0 | 0 | 0 | 0 | 0 | 0 | 0 | 1657.47 | 80.44 | 0 | 0 | 0 | 1495.3399 | 0 | 0 | 1495.3399 | 1495.4 | -0.060079
2551 | 98.83 | 0 | 645.33 | 0 | 0 | 0 | 0 | 0 | 0 | 0 | 0 | 1657.47 | 80.44 | 18.38 | 0 | 0 | 1495.3399 | 868.7446 | 18.38 | 2364.0845 | 2364.27 | -0.1855
2552 | 100 | 0 | 651.47 | 0 | 0 | 0 | 0 | 0 | 0 | 0 | 0 | 1657.47 | 30.68 | 69.32 | 0 | 0 | 1495.3399 | 3276.4622 | 69.32 | 4771.8021 | 4771.87 | -0.067923
2553 | 100 | 0 | 657.6 | 0 | 0 | 0 | 0 | 0 | 0 | 0 | 0 | 1657.47 | 0 | 123.56 | 23.56 | 0 | 1495.3399 | 4726.5755 | 100 | 6221.9154 | 6221.98 | -0.064551
2554 | 100 | 0 | 663.74 | 0 | 0 | 0 | 0 | 0 | 0 | 0 | 0 | 1657.47 | 0 | 165.71 | 65.71 | 0 | 1495.3399 | 4726.5755 | 100 | 6221.9154 | 6221.98 | -0.064551
2555 | 100 | 0 | 669.88 | 0 | 0 | 0 | 0 | 0 | 0 | 0 | 0 | 1657.47 | 0 | 192.84 | 92.84 | 0 | 1495.3399 | 4726.5755 | 100 | 6221.9154 | 6221.98 | -0.064551
2556 | 100 | 0 | 676.01 | 0 | 0 | 0 | 0 | 0 | 0 | 0 | 0 | 1657.47 | 0 | 200 | 100 | 0 | 1495.3399 | 4726.5755 | 100 | 6221.9154 | 6221.98 | -0.064551
2557 | 100 | 0 | 682.15 | 0 | 0 | 0 | 0 | 0 | 0 | 0 | 0 | 1657.47 | 0 | 200 | 100 | 0 | 1495.3399 | 4726.5755 | 100 | 6221.9154 | 6221.98 | -0.064551
2558 | 100 | 0 | 688.28 | 0 | 0 | 0 | 0 | 0 | 0 | 0 | 0 | 1657.47 | 0 | 195.59 | 95.59 | 0 | 1495.3399 | 4726.5755 | 100 | 6221.9154 | 6221.98 | -0.064551
2559 | 100 | 0 | 694.42 | 0 | 0 | 0 | 0 | 0 | 0 | 0 | 0 | 1657.47 | 0 | 169.25 | 69.25 | 0 | 1495.3399 | 4726.5755 | 100 | 6221.9154 | 6221.98 | -0.064551
2560 | 100 | 0 | 700.56 | 0 | 0 | 0 | 0 | 0 | 0 | 0 | 0 | 1657.47 | 0 | 131.06 | 31.06 | 0 | 1495.3399 | 4726.5755 | 100 | 6221.9154 | 6221.98 | -0.064551
2561 | 100 | 0 | 706.69 | 0 | 0 | 0 | 0 | 0 | 0 | 0 | 0 | 1657.47 | 19.6 | 80.4 | 0 | 0 | 1495.3399 | 3800.1667 | 80.4 | 5295.5066 | 5295.38 | 0.12665
2562 | 100 | 0 | 712.83 | 0 | 0 | 0 | 0 | 0 | 0 | 0 | 0 | 1657.47 | 73.04 | 26.96 | 0 | 0 | 1495.3399 | 1274.2848 | 26.96 | 2769.6247 | 2769.59 | 0.034683
2563 | 81.94 | 0 | 707.88 | 0 | 0 | 0 | 0 | 0 | 0 | 0 | 0 | 1657.47 | 80.44 | 1.5 | 0 | 0 | 1495.3399 | 70.8986 | 1.5 | 1566.2386 | 1566.07 | 0.16855
2564 | 80.44 | 0 | 702.02 | 0 | 0 | 0 | 0 | 0 | 0 | 0 | 0 | 1657.47 | 80.44 | 0 | 0 | 0 | 1495.3399 | 0 | 0 | 1495.3399 | 1495.4 | -0.060079
2565 | 80.44 | 0 | 696.15 | 0 | 0 | 0 | 0 | 0 | 0 | 0 | 0 | 1657.47 | 80.44 | 0 | 0 | 0 | 1495.3399 | 0 | 0 | 1495.3399 | 1495.4 | -0.060079
2566 | 80.44 | 0 | 690.29 | 0 | 0 | 0 | 0 | 0 | 0 | 0 | 0 | 1657.47 | 80.44 | 0 | 0 | 0 | 1495.3399 | 0 | 0 | 1495.3399 | 1495.4 | -0.060079
2567 | 80.44 | 0 | 684.42 | 0 | 0 | 0 | 0 | 0 | 0 | 0 | 0 | 1657.47 | 80.44 | 0 | 0 | 0 | 1495.3399 | 0 | 0 | 1495.3399 | 1495.4 | -0.060079
2568 | 80.44 | 0 | 678.56 | 0 | 0 | 0 | 0 | 0 | 0 | 0 | 0 | 1657.47 | 80.44 | 0 | 0 | 0 | 1495.3399 | 0 | 0 | 1495.3399 | 1495.4 | -0.060079
2569 | 80.44 | 0 | 672.69 | 0 | 0 | 0 | 0 | 0 | 0 | 0 | 0 | 1657.47 | 80.44 | 0 | 0 | 0 | 1495.3399 | 0 | 0 | 1495.3399 | 1495.4 | -0.060079
2570 | 80.44 | 0 | 666.83 | 0 | 0 | 0 | 0 | 0 | 0 | 0 | 0 | 1657.47 | 80.44 | 0 | 0 | 0 | 1495.3399 | 0 | 0 | 1495.3399 | 1495.4 | -0.060079
2571 | 80.44 | 0 | 660.96 | 0 | 0 | 0 | 0 | 0 | 0 | 0 | 0 | 1657.47 | 80.44 | 0 | 0 | 0 | 1495.3399 | 0 | 0 | 1495.3399 | 1495.4 | -0.060079
2572 | 80.44 | 0 | 655.1 | 0 | 0 | 0 | 0 | 0 | 0 | 0 | 0 | 1657.47 | 80.44 | 0 | 0 | 0 | 1495.3399 | 0 | 0 | 1495.3399 | 1495.4 | -0.060079
2573 | 80.44 | 0 | 649.23 | 0 | 0 | 0 | 0 | 0 | 0 | 0 | 0 | 1657.47 | 80.44 | 0 | 0 | 0 | 1495.3399 | 0 | 0 | 1495.3399 | 1495.4 | -0.060079
2574 | 80.44 | 0 | 643.37 | 0 | 0 | 0 | 0 | 0 | 0 | 0 | 0 | 1657.47 | 80.44 | 0 | 0 | 0 | 1495.3399 | 0 | 0 | 1495.3399 | 1495.4 | -0.060079
2575 | 98.46 | 0 | 648.56 | 0 | 0 | 0 | 0 | 0 | 0 | 0 | 0 | 1657.47 | 80.44 | 18.02 | 0 | 0 | 1495.3399 | 851.7289 | 18.02 | 2347.0688 | 2347.03 | 0.038831
2576 | 100 | 0 | 654.7 | 0 | 0 | 0 | 0 | 0 | 0 | 0 | 0 | 1657.47 | 30.53 | 69.47 | 0 | 0 | 1495.3399 | 3283.552 | 69.47 | 4778.8919 | 4779.14 | -0.24806
2577 | 100 | 0 | 660.83 | 0 | 0 | 0 | 0 | 0 | 0 | 0 | 0 | 1657.47 | 0 | 122.59 | 22.59 | 0 | 1495.3399 | 4726.5755 | 100 | 6221.9154 | 6221.98 | -0.064551
2578 | 100 | 0 | 666.97 | 0 | 0 | 0 | 0 | 0 | 0 | 0 | 0 | 1657.47 | 0 | 162.26 | 62.26 | 0 | 1495.3399 | 4726.5755 | 100 | 6221.9154 | 6221.98 | -0.064551
2579 | 100 | 0 | 673.1 | 0 | 0 | 0 | 0 | 0 | 0 | 0 | 0 | 1657.47 | 0 | 188.67 | 88.67 | 0 | 1495.3399 | 4726.5755 | 100 | 6221.9154 | 6221.98 | -0.064551
2580 | 100 | 0 | 679.24 | 0 | 0 | 0 | 0 | 0 | 0 | 0 | 0 | 1657.47 | 0 | 200 | 100 | 0 | 1495.3399 | 4726.5755 | 100 | 6221.9154 | 6221.98 | -0.064551
2581 | 100 | 0 | 685.38 | 0 | 0 | 0 | 0 | 0 | 0 | 0 | 0 | 1657.47 | 0 | 200 | 100 | 0 | 1495.3399 | 4726.5755 | 100 | 6221.9154 | 6221.98 | -0.064551
2582 | 100 | 0 | 691.51 | 0 | 0 | 0 | 0 | 0 | 0 | 0 | 0 | 1657.47 | 0 | 189.99 | 89.99 | 0 | 1495.3399 | 4726.5755 | 100 | 6221.9154 | 6221.98 | -0.064551
2583 | 100 | 0 | 697.65 | 0 | 0 | 0 | 0 | 0 | 0 | 0 | 0 | 1657.47 | 0 | 150.06 | 50.06 | 0 | 1495.3399 | 4726.5755 | 100 | 6221.9154 | 6221.98 | -0.064551
2584 | 100 | 0 | 703.79 | 0 | 0 | 0 | 0 | 0 | 0 | 0 | 0 | 1657.47 | 0 | 128.31 | 28.31 | 0 | 1495.3399 | 4726.5755 | 100 | 6221.9154 | 6221.98 | -0.064551
2585 | 100 | 0 | 709.92 | 0 | 0 | 0 | 0 | 0 | 0 | 0 | 0 | 1657.47 | 21.91 | 78.09 | 0 | 0 | 1495.3399 | 3690.9828 | 78.09 | 5186.3228 | 5186.39 | -0.067249
2586 | 100 | 0 | 716.06 | 0 | 0 | 0 | 0 | 0 | 0 | 0 | 0 | 1657.47 | 72.37 | 27.63 | 0 | 0 | 1495.3399 | 1305.9528 | 27.63 | 2801.2927 | 2801.36 | -0.067261
2587 | 83.37 | 0 | 711.99 | 0 | 0 | 0 | 0 | 0 | 0 | 0 | 0 | 1657.47 | 80.44 | 2.93 | 0 | 0 | 1495.3399 | 138.4887 | 2.93 | 1633.8286 | 1633.92 | -0.091416
2588 | 80.44 | 0 | 706.13 | 0 | 0 | 0 | 0 | 0 | 0 | 0 | 0 | 1657.47 | 80.44 | 0 | 0 | 0 | 1495.3399 | 0 | 0 | 1495.3399 | 1495.4 | -0.060079
2589 | 80.44 | 0 | 700.26 | 0 | 0 | 0 | 0 | 0 | 0 | 0 | 0 | 1657.47 | 80.44 | 0 | 0 | 0 | 1495.3399 | 0 | 0 | 1495.3399 | 1495.4 | -0.060079
2590 | 80.44 | 0 | 694.4 | 0 | 0 | 0 | 0 | 0 | 0 | 0 | 0 | 1657.47 | 80.44 | 0 | 0 | 0 | 1495.3399 | 0 | 0 | 1495.3399 | 1495.4 | -0.060079
2591 | 80.44 | 0 | 688.53 | 0 | 0 | 0 | 0 | 0 | 0 | 0 | 0 | 1657.47 | 80.44 | 0 | 0 | 0 | 1495.3399 | 0 | 0 | 1495.3399 | 1495.4 | -0.060079
2592 | 80.44 | 0 | 682.67 | 0 | 0 | 0 | 0 | 0 | 0 | 0 | 0 | 1657.47 | 80.44 | 0 | 0 | 0 | 1495.3399 | 0 | 0 | 1495.3399 | 1495.4 | -0.060079
2593 | 80.44 | 0 | 676.8 | 0 | 0 | 0 | 0 | 0 | 0 | 0 | 0 | 1657.47 | 80.44 | 0 | 0 | 0 | 1495.3399 | 0 | 0 | 1495.3399 | 1495.4 | -0.060079
2594 | 80.44 | 0 | 670.94 | 0 | 0 | 0 | 0 | 0 | 0 | 0 | 0 | 1657.47 | 80.44 | 0 | 0 | 0 | 1495.3399 | 0 | 0 | 1495.3399 | 1495.4 | -0.060079
2595 | 80.44 | 0 | 665.07 | 0 | 0 | 0 | 0 | 0 | 0 | 0 | 0 | 1657.47 | 80.44 | 0 | 0 | 0 | 1495.3399 | 0 | 0 | 1495.3399 | 1495.4 | -0.060079
2596 | 80.44 | 0 | 659.21 | 0 | 0 | 0 | 0 | 0 | 0 | 0 | 0 | 1657.47 | 80.44 | 0 | 0 | 0 | 1495.3399 | 0 | 0 | 1495.3399 | 1495.4 | -0.060079
2597 | 80.44 | 0 | 653.34 | 0 | 0 | 0 | 0 | 0 | 0 | 0 | 0 | 1657.47 | 80.44 | 0 | 0 | 0 | 1495.3399 | 0 | 0 | 1495.3399 | 1495.4 | -0.060079
2598 | 80.44 | 0 | 647.48 | 0 | 0 | 0 | 0 | 0 | 0 | 0 | 0 | 1657.47 | 80.44 | 0 | 0 | 0 | 1495.3399 | 0 | 0 | 1495.3399 | 1495.4 | -0.060079
2599 | 99.04 | 0 | 653.02 | 0 | 0 | 0 | 0 | 0 | 0 | 0 | 0 | 1657.47 | 80.44 | 18.6 | 0 | 0 | 1495.3399 | 879.143 | 18.6 | 2374.483 | 2374.31 | 0.17297
2600 | 100 | 0 | 659.16 | 0 | 0 | 0 | 0 | 0 | 0 | 0 | 0 | 1657.47 | 39.87 | 60.13 | 0 | 0 | 1495.3399 | 2842.0899 | 60.13 | 4337.4298 | 4337.4 | 0.029786
2601 | 100 | 0 | 665.3 | 0 | 0 | 0 | 0 | 0 | 0 | 0 | 0 | 1657.47 | 0 | 111.84 | 11.84 | 0 | 1495.3399 | 4726.5755 | 100 | 6221.9154 | 6221.98 | -0.064551
2602 | 100 | 0 | 671.43 | 0 | 0 | 0 | 0 | 0 | 0 | 0 | 0 | 1657.47 | 0 | 158.07 | 58.07 | 0 | 1495.3399 | 4726.5755 | 100 | 6221.9154 | 6221.98 | -0.064551
2603 | 100 | 0 | 677.57 | 0 | 0 | 0 | 0 | 0 | 0 | 0 | 0 | 1657.47 | 0 | 180.66 | 80.66 | 0 | 1495.3399 | 4726.5755 | 100 | 6221.9154 | 6221.98 | -0.064551
2604 | 100 | 0 | 683.7 | 0 | 0 | 0 | 0 | 0 | 0 | 0 | 0 | 1657.47 | 0 | 196.34 | 96.34 | 0 | 1495.3399 | 4726.5755 | 100 | 6221.9154 | 6221.98 | -0.064551
2605 | 100 | 0 | 689.84 | 0 | 0 | 0 | 0 | 0 | 0 | 0 | 0 | 1657.47 | 0 | 179.16 | 79.16 | 0 | 1495.3399 | 4726.5755 | 100 | 6221.9154 | 6221.98 | -0.064551
2606 | 100 | 0 | 695.98 | 0 | 0 | 0 | 0 | 0 | 0 | 0 | 0 | 1657.47 | 0 | 164.04 | 64.04 | 0 | 1495.3399 | 4726.5755 | 100 | 6221.9154 | 6221.98 | -0.064551
2607 | 100 | 0 | 702.11 | 0 | 0 | 0 | 0 | 0 | 0 | 0 | 0 | 1657.47 | 0 | 139.52 | 39.52 | 0 | 1495.3399 | 4726.5755 | 100 | 6221.9154 | 6221.98 | -0.064551
2608 | 100 | 0 | 708.25 | 0 | 0 | 0 | 0 | 0 | 0 | 0 | 0 | 1657.47 | 4.05 | 95.95 | 0 | 0 | 1495.3399 | 4535.1492 | 95.95 | 6030.4891 | 6030.74 | -0.25086
2609 | 100 | 0 | 714.39 | 0 | 0 | 0 | 0 | 0 | 0 | 0 | 0 | 1657.47 | 52.95 | 47.05 | 0 | 0 | 1495.3399 | 2223.8538 | 47.05 | 3719.1937 | 3719.35 | -0.15629
2610 | 100 | 0 | 720.52 | 0 | 0 | 0 | 0 | 0 | 0 | 0 | 0 | 1657.47 | 80 | 20 | 0 | 0 | 1495.3399 | 945.3151 | 20 | 2440.655 | 2440.81 | -0.15497
2611 | 81.91 | 0 | 715.56 | 0 | 0 | 0 | 0 | 0 | 0 | 0 | 0 | 1657.47 | 80.44 | 1.47 | 0 | 0 | 1495.3399 | 69.4807 | 1.47 | 1564.8206 | 1564.91 | -0.089419
2612 | 80.44 | 0 | 709.69 | 0 | 0 | 0 | 0 | 0 | 0 | 0 | 0 | 1657.47 | 80.44 | 0 | 0 | 0 | 1495.3399 | 0 | 0 | 1495.3399 | 1495.4 | -0.060079
2613 | 80.44 | 0 | 703.83 | 0 | 0 | 0 | 0 | 0 | 0 | 0 | 0 | 1657.47 | 80.44 | 0 | 0 | 0 | 1495.3399 | 0 | 0 | 1495.3399 | 1495.4 | -0.060079
2614 | 80.44 | 0 | 697.96 | 0 | 0 | 0 | 0 | 0 | 0 | 0 | 0 | 1657.47 | 80.44 | 0 | 0 | 0 | 1495.3399 | 0 | 0 | 1495.3399 | 1495.4 | -0.060079
2615 | 80.44 | 0 | 692.1 | 0 | 0 | 0 | 0 | 0 | 0 | 0 | 0 | 1657.47 | 80.44 | 0 | 0 | 0 | 1495.3399 | 0 | 0 | 1495.3399 | 1495.4 | -0.060079
2616 | 80.44 | 0 | 686.23 | 0 | 0 | 0 | 0 | 0 | 0 | 0 | 0 | 1657.47 | 80.44 | 0 | 0 | 0 | 1495.3399 | 0 | 0 | 1495.3399 | 1495.4 | -0.060079
2617 | 80.44 | 0 | 680.37 | 0 | 0 | 0 | 0 | 0 | 0 | 0 | 0 | 1657.47 | 80.44 | 0 | 0 | 0 | 1495.3399 | 0 | 0 | 1495.3399 | 1495.4 | -0.060079
2618 | 80.44 | 0 | 674.5 | 0 | 0 | 0 | 0 | 0 | 0 | 0 | 0 | 1657.47 | 80.44 | 0 | 0 | 0 | 1495.3399 | 0 | 0 | 1495.3399 | 1495.4 | -0.060079
2619 | 80.44 | 0 | 668.64 | 0 | 0 | 0 | 0 | 0 | 0 | 0 | 0 | 1657.47 | 80.44 | 0 | 0 | 0 | 1495.3399 | 0 | 0 | 1495.3399 | 1495.4 | -0.060079
2620 | 80.44 | 0 | 662.77 | 0 | 0 | 0 | 0 | 0 | 0 | 0 | 0 | 1657.47 | 80.44 | 0 | 0 | 0 | 1495.3399 | 0 | 0 | 1495.3399 | 1495.4 | -0.060079
2621 | 80.44 | 0 | 656.91 | 0 | 0 | 0 | 0 | 0 | 0 | 0 | 0 | 1657.47 | 80.44 | 0 | 0 | 0 | 1495.3399 | 0 | 0 | 1495.3399 | 1495.4 | -0.060079
2622 | 80.44 | 0 | 651.04 | 0 | 0 | 0 | 0 | 0 | 0 | 0 | 0 | 1657.47 | 80.44 | 0 | 0 | 0 | 1495.3399 | 0 | 0 | 1495.3399 | 1495.4 | -0.060079
2623 | 100 | 0 | 657.18 | 0 | 0 | 0 | 0 | 0 | 0 | 0 | 0 | 1657.47 | 79.96 | 20.04 | 0 | 0 | 1495.3399 | 947.2057 | 20.04 | 2442.5457 | 2442.8 | -0.25434
2624 | 100 | 0 | 663.32 | 0 | 0 | 0 | 0 | 0 | 0 | 0 | 0 | 1657.47 | 27.23 | 72.77 | 0 | 0 | 1495.3399 | 3439.529 | 72.77 | 4934.8689 | 4934.93 | -0.061067
2625 | 100 | 0 | 669.45 | 0 | 0 | 0 | 0 | 0 | 0 | 0 | 0 | 1657.47 | 0 | 126.36 | 26.36 | 0 | 1495.3399 | 4726.5755 | 100 | 6221.9154 | 6221.98 | -0.064551
2626 | 100 | 0 | 675.59 | 0 | 0 | 0 | 0 | 0 | 0 | 0 | 0 | 1657.47 | 0 | 167.42 | 67.42 | 0 | 1495.3399 | 4726.5755 | 100 | 6221.9154 | 6221.98 | -0.064551
2627 | 100 | 0 | 681.72 | 0 | 0 | 0 | 0 | 0 | 0 | 0 | 0 | 1657.47 | 0 | 195.96 | 95.96 | 0 | 1495.3399 | 4726.5755 | 100 | 6221.9154 | 6221.98 | -0.064551
2628 | 100 | 0 | 687.86 | 0 | 0 | 0 | 0 | 0 | 0 | 0 | 0 | 1657.47 | 0 | 200 | 100 | 0 | 1495.3399 | 4726.5755 | 100 | 6221.9154 | 6221.98 | -0.064551
2629 | 100 | 0 | 694 | 0 | 0 | 0 | 0 | 0 | 0 | 0 | 0 | 1657.47 | 0 | 200 | 100 | 0 | 1495.3399 | 4726.5755 | 100 | 6221.9154 | 6221.98 | -0.064551
2630 | 100 | 0 | 700.13 | 0 | 0 | 0 | 0 | 0 | 0 | 0 | 0 | 1657.47 | 0 | 196.24 | 96.24 | 0 | 1495.3399 | 4726.5755 | 100 | 6221.9154 | 6221.98 | -0.064551
2631 | 100 | 0 | 706.27 | 0 | 0 | 0 | 0 | 0 | 0 | 0 | 0 | 1657.47 | 0 | 152.58 | 52.58 | 0 | 1495.3399 | 4726.5755 | 100 | 6221.9154 | 6221.98 | -0.064551
2632 | 100 | 0 | 712.41 | 0 | 0 | 0 | 0 | 0 | 0 | 0 | 0 | 1657.47 | 0 | 130.73 | 30.73 | 0 | 1495.3399 | 4726.5755 | 100 | 6221.9154 | 6221.98 | -0.064551
2633 | 100 | 0 | 718.54 | 0 | 0 | 0 | 0 | 0 | 0 | 0 | 0 | 1657.47 | 19.69 | 80.31 | 0 | 0 | 1495.3399 | 3795.9128 | 80.31 | 5291.2527 | 5291.32 | -0.067273
2634 | 100 | 0 | 724.68 | 0 | 0 | 0 | 0 | 0 | 0 | 0 | 0 | 1657.47 | 71.82 | 28.18 | 0 | 0 | 1495.3399 | 1331.949 | 28.18 | 2827.2889 | 2827.45 | -0.1611
2635 | 84.18 | 0 | 721.11 | 0 | 0 | 0 | 0 | 0 | 0 | 0 | 0 | 1657.47 | 80.44 | 3.73 | 0 | 0 | 1495.3399 | 176.3013 | 3.73 | 1671.6412 | 1671.89 | -0.24881
2636 | 80.44 | 0 | 715.24 | 0 | 0 | 0 | 0 | 0 | 0 | 0 | 0 | 1657.47 | 80.44 | 0 | 0 | 0 | 1495.3399 | 0 | 0 | 1495.3399 | 1495.4 | -0.060079
2637 | 80.44 | 0 | 709.38 | 0 | 0 | 0 | 0 | 0 | 0 | 0 | 0 | 1657.47 | 80.44 | 0 | 0 | 0 | 1495.3399 | 0 | 0 | 1495.3399 | 1495.4 | -0.060079
2638 | 80.44 | 0 | 703.51 | 0 | 0 | 0 | 0 | 0 | 0 | 0 | 0 | 1657.47 | 80.44 | 0 | 0 | 0 | 1495.3399 | 0 | 0 | 1495.3399 | 1495.4 | -0.060079
2639 | 80.44 | 0 | 697.65 | 0 | 0 | 0 | 0 | 0 | 0 | 0 | 0 | 1657.47 | 80.44 | 0 | 0 | 0 | 1495.3399 | 0 | 0 | 1495.3399 | 1495.4 | -0.060079
2640 | 80.44 | 0 | 691.78 | 0 | 0 | 0 | 0 | 0 | 0 | 0 | 0 | 1657.47 | 80.44 | 0 | 0 | 0 | 1495.3399 | 0 | 0 | 1495.3399 | 1495.4 | -0.060079
2641 | 80.44 | 0 | 685.92 | 0 | 0 | 0 | 0 | 0 | 0 | 0 | 0 | 1657.47 | 80.44 | 0 | 0 | 0 | 1495.3399 | 0 | 0 | 1495.3399 | 1495.4 | -0.060079
2642 | 80.44 | 0 | 680.05 | 0 | 0 | 0 | 0 | 0 | 0 | 0 | 0 | 1657.47 | 80.44 | 0 | 0 | 0 | 1495.3399 | 0 | 0 | 1495.3399 | 1495.4 | -0.060079
2643 | 80.44 | 0 | 674.19 | 0 | 0 | 0 | 0 | 0 | 0 | 0 | 0 | 1657.47 | 80.44 | 0 | 0 | 0 | 1495.3399 | 0 | 0 | 1495.3399 | 1495.4 | -0.060079
2644 | 80.44 | 0 | 668.32 | 0 | 0 | 0 | 0 | 0 | 0 | 0 | 0 | 1657.47 | 80.44 | 0 | 0 | 0 | 1495.3399 | 0 | 0 | 1495.3399 | 1495.4 | -0.060079
2645 | 80.44 | 0 | 662.46 | 0 | 0 | 0 | 0 | 0 | 0 | 0 | 0 | 1657.47 | 80.44 | 0 | 0 | 0 | 1495.3399 | 0 | 0 | 1495.3399 | 1495.4 | -0.060079
2646 | 80.44 | 0 | 656.59 | 0 | 0 | 0 | 0 | 0 | 0 | 0 | 0 | 1657.47 | 80.44 | 0 | 0 | 0 | 1495.3399 | 0 | 0 | 1495.3399 | 1495.4 | -0.060079
2647 | 100 | 0 | 662.73 | 0 | 0 | 0 | 0 | 0 | 0 | 0 | 0 | 1657.47 | 80.15 | 19.85 | 0 | 0 | 1495.3399 | 938.2252 | 19.85 | 2433.5652 | 2433.4 | 0.16516
2648 | 100 | 0 | 668.86 | 0 | 0 | 0 | 0 | 0 | 0 | 0 | 0 | 1657.47 | 38.24 | 61.76 | 0 | 0 | 1495.3399 | 2919.133 | 61.76 | 4414.473 | 4414.73 | -0.25703
2649 | 100 | 0 | 675 | 0 | 0 | 0 | 0 | 0 | 0 | 0 | 0 | 1657.47 | 0 | 103.59 | 3.59 | 0 | 1495.3399 | 4726.5755 | 100 | 6221.9154 | 6221.98 | -0.064551
2650 | 100 | 0 | 681.14 | 0 | 0 | 0 | 0 | 0 | 0 | 0 | 0 | 1657.47 | 0 | 136.97 | 36.97 | 0 | 1495.3399 | 4726.5755 | 100 | 6221.9154 | 6221.98 | -0.064551
2651 | 100 | 0 | 687.27 | 0 | 0 | 0 | 0 | 0 | 0 | 0 | 0 | 1657.47 | 0 | 139.72 | 39.72 | 0 | 1495.3399 | 4726.5755 | 100 | 6221.9154 | 6221.98 | -0.064551
2652 | 100 | 0 | 693.41 | 0 | 0 | 0 | 0 | 0 | 0 | 0 | 0 | 1657.47 | 0 | 166.45 | 66.45 | 0 | 1495.3399 | 4726.5755 | 100 | 6221.9154 | 6221.98 | -0.064551
2653 | 100 | 0 | 699.54 | 0 | 0 | 0 | 0 | 0 | 0 | 0 | 0 | 1657.47 | 0 | 157.93 | 57.93 | 0 | 1495.3399 | 4726.5755 | 100 | 6221.9154 | 6221.98 | -0.064551
2654 | 100 | 0 | 705.68 | 0 | 0 | 0 | 0 | 0 | 0 | 0 | 0 | 1657.47 | 0 | 196.27 | 96.27 | 0 | 1495.3399 | 4726.5755 | 100 | 6221.9154 | 6221.98 | -0.064551
2655 | 100 | 0 | 711.82 | 0 | 0 | 0 | 0 | 0 | 0 | 0 | 0 | 1657.47 | 0 | 168.46 | 68.46 | 0 | 1495.3399 | 4726.5755 | 100 | 6221.9154 | 6221.98 | -0.064551
2656 | 100 | 0 | 717.95 | 0 | 0 | 0 | 0 | 0 | 0 | 0 | 0 | 1657.47 | 0 | 107.29 | 7.29 | 0 | 1495.3399 | 4726.5755 | 100 | 6221.9154 | 6221.98 | -0.064551
2657 | 100 | 0 | 724.09 | 0 | 0 | 0 | 0 | 0 | 0 | 0 | 0 | 1657.47 | 20.02 | 79.98 | 0 | 0 | 1495.3399 | 3780.3151 | 79.98 | 5275.655 | 5275.62 | 0.035028
2658 | 100 | 0 | 730.23 | 0 | 0 | 0 | 0 | 0 | 0 | 0 | 0 | 1657.47 | 72.2 | 27.8 | 0 | 0 | 1495.3399 | 1313.988 | 27.8 | 2809.3279 | 2809.3 | 0.027918
2659 | 82.88 | 0 | 725.86 | 0 | 0 | 0 | 0 | 0 | 0 | 0 | 0 | 1657.47 | 80.44 | 2.44 | 0 | 0 | 1495.3399 | 115.3284 | 2.44 | 1610.6684 | 1610.6 | 0.068364
2660 | 80.44 | 0 | 719.99 | 0 | 0 | 0 | 0 | 0 | 0 | 0 | 0 | 1657.47 | 80.44 | 0 | 0 | 0 | 1495.3399 | 0 | 0 | 1495.3399 | 1495.4 | -0.060079
2661 | 80.44 | 0 | 714.13 | 0 | 0 | 0 | 0 | 0 | 0 | 0 | 0 | 1657.47 | 80.44 | 0 | 0 | 0 | 1495.3399 | 0 | 0 | 1495.3399 | 1495.4 | -0.060079
2662 | 80.44 | 0 | 708.26 | 0 | 0 | 0 | 0 | 0 | 0 | 0 | 0 | 1657.47 | 80.44 | 0 | 0 | 0 | 1495.3399 | 0 | 0 | 1495.3399 | 1495.4 | -0.060079
2663 | 80.44 | 0 | 702.4 | 0 | 0 | 0 | 0 | 0 | 0 | 0 | 0 | 1657.47 | 80.44 | 0 | 0 | 0 | 1495.3399 | 0 | 0 | 1495.3399 | 1495.4 | -0.060079
2664 | 80.44 | 0 | 696.53 | 0 | 0 | 0 | 0 | 0 | 0 | 0 | 0 | 1657.47 | 80.44 | 0 | 0 | 0 | 1495.3399 | 0 | 0 | 1495.3399 | 1495.4 | -0.060079
2665 | 80.44 | 0 | 690.67 | 0 | 0 | 0 | 0 | 0 | 0 | 0 | 0 | 1657.47 | 80.44 | 0 | 0 | 0 | 1495.3399 | 0 | 0 | 1495.3399 | 1495.4 | -0.060079
2666 | 80.44 | 0 | 684.8 | 0 | 0 | 0 | 0 | 0 | 0 | 0 | 0 | 1657.47 | 80.44 | 0 | 0 | 0 | 1495.3399 | 0 | 0 | 1495.3399 | 1495.4 | -0.060079
2667 | 80.44 | 0 | 678.94 | 0 | 0 | 0 | 0 | 0 | 0 | 0 | 0 | 1657.47 | 80.44 | 0 | 0 | 0 | 1495.3399 | 0 | 0 | 1495.3399 | 1495.4 | -0.060079
2668 | 80.44 | 0 | 673.07 | 0 | 0 | 0 | 0 | 0 | 0 | 0 | 0 | 1657.47 | 80.44 | 0 | 0 | 0 | 1495.3399 | 0 | 0 | 1495.3399 | 1495.4 | -0.060079
2669 | 80.44 | 0 | 667.21 | 0 | 0 | 0 | 0 | 0 | 0 | 0 | 0 | 1657.47 | 80.44 | 0 | 0 | 0 | 1495.3399 | 0 | 0 | 1495.3399 | 1495.4 | -0.060079
2670 | 80.44 | 0 | 661.34 | 0 | 0 | 0 | 0 | 0 | 0 | 0 | 0 | 1657.47 | 80.44 | 0 | 0 | 0 | 1495.3399 | 0 | 0 | 1495.3399 | 1495.4 | -0.060079
2671 | 85.74 | 0 | 658.73 | 0 | 0 | 0 | 0 | 0 | 0 | 0 | 0 | 1657.47 | 80.44 | 5.3 | 0 | 0 | 1495.3399 | 250.5085 | 5.3 | 1745.8484 | 1745.97 | -0.12158
2672 | 93.94 | 0 | 661.15 | 0 | 0 | 0 | 0 | 0 | 0 | 0 | 0 | 1657.47 | 80.44 | 13.5 | 0 | 0 | 1495.3399 | 638.0877 | 13.5 | 2133.4276 | 2133.49 | -0.062383
2673 | 100 | 0 | 667.28 | 0 | 0 | 0 | 0 | 0 | 0 | 0 | 0 | 1657.47 | 0 | 114.92 | 14.92 | 0 | 1495.3399 | 4726.5755 | 100 | 6221.9154 | 6221.98 | -0.064551
2674 | 100 | 0 | 673.42 | 0 | 0 | 0 | 0 | 0 | 0 | 0 | 0 | 1657.47 | 52.9 | 47.1 | 0 | 0 | 1495.3399 | 2226.2171 | 47.1 | 3721.557 | 3721.43 | 0.12699
2675 | 100 | 0 | 679.56 | 0 | 0 | 0 | 0 | 0 | 0 | 0 | 0 | 1657.47 | 0 | 127.65 | 27.65 | 0 | 1495.3399 | 4726.5755 | 100 | 6221.9154 | 6221.98 | -0.064551
2676 | 100 | 0 | 685.69 | 0 | 0 | 0 | 0 | 0 | 0 | 0 | 0 | 1657.47 | 0 | 173.1 | 73.1 | 0 | 1495.3399 | 4726.5755 | 100 | 6221.9154 | 6221.98 | -0.064551
2677 | 100 | 0 | 691.83 | 0 | 0 | 0 | 0 | 0 | 0 | 0 | 0 | 1657.47 | 0 | 101.78 | 1.78 | 0 | 1495.3399 | 4726.5755 | 100 | 6221.9154 | 6221.98 | -0.064551
2678 | 100 | 0 | 697.97 | 0 | 0 | 0 | 0 | 0 | 0 | 0 | 0 | 1657.47 | 1.5 | 98.5 | 0 | 0 | 1495.3399 | 4655.6769 | 98.5 | 6151.0168 | 6151.08 | -0.063184
2679 | 100 | 0 | 704.1 | 0 | 0 | 0 | 0 | 0 | 0 | 0 | 0 | 1657.47 | 0 | 182.32 | 82.32 | 0 | 1495.3399 | 4726.5755 | 100 | 6221.9154 | 6221.98 | -0.064551
2680 | 100 | 0 | 710.24 | 0 | 0 | 0 | 0 | 0 | 0 | 0 | 0 | 1657.47 | 0 | 106.16 | 6.16 | 0 | 1495.3399 | 4726.5755 | 100 | 6221.9154 | 6221.98 | -0.064551
2681 | 100 | 0 | 716.37 | 0 | 0 | 0 | 0 | 0 | 0 | 0 | 0 | 1657.47 | 34.93 | 65.07 | 0 | 0 | 1495.3399 | 3075.5827 | 65.07 | 4570.9226 | 4571.08 | -0.15738
2682 | 100 | 0 | 722.51 | 0 | 0 | 0 | 0 | 0 | 0 | 0 | 0 | 1657.47 | 70.73 | 29.27 | 0 | 0 | 1495.3399 | 1383.4687 | 29.27 | 2878.8086 | 2878.97 | -0.16142
2683 | 83.32 | 0 | 718.41 | 0 | 0 | 0 | 0 | 0 | 0 | 0 | 0 | 1657.47 | 80.44 | 2.87 | 0 | 0 | 1495.3399 | 135.6527 | 2.87 | 1630.9926 | 1631.19 | -0.19736
2684 | 80.44 | 0 | 712.54 | 0 | 0 | 0 | 0 | 0 | 0 | 0 | 0 | 1657.47 | 80.44 | 0 | 0 | 0 | 1495.3399 | 0 | 0 | 1495.3399 | 1495.4 | -0.060079
2685 | 80.44 | 0 | 706.68 | 0 | 0 | 0 | 0 | 0 | 0 | 0 | 0 | 1657.47 | 80.44 | 0 | 0 | 0 | 1495.3399 | 0 | 0 | 1495.3399 | 1495.4 | -0.060079
2686 | 80.44 | 0 | 700.81 | 0 | 0 | 0 | 0 | 0 | 0 | 0 | 0 | 1657.47 | 80.44 | 0 | 0 | 0 | 1495.3399 | 0 | 0 | 1495.3399 | 1495.4 | -0.060079
2687 | 80.44 | 0 | 694.95 | 0 | 0 | 0 | 0 | 0 | 0 | 0 | 0 | 1657.47 | 80.44 | 0 | 0 | 0 | 1495.3399 | 0 | 0 | 1495.3399 | 1495.4 | -0.060079
2688 | 80.44 | 0 | 689.08 | 0 | 0 | 0 | 0 | 0 | 0 | 0 | 0 | 1657.47 | 80.44 | 0 | 0 | 0 | 1495.3399 | 0 | 0 | 1495.3399 | 1495.4 | -0.060079
2689 | 80.44 | 0 | 683.22 | 0 | 0 | 0 | 0 | 0 | 0 | 0 | 0 | 1657.47 | 80.44 | 0 | 0 | 0 | 1495.3399 | 0 | 0 | 1495.3399 | 1495.4 | -0.060079
2690 | 80.44 | 0 | 677.35 | 0 | 0 | 0 | 0 | 0 | 0 | 0 | 0 | 1657.47 | 80.44 | 0 | 0 | 0 | 1495.3399 | 0 | 0 | 1495.3399 | 1495.4 | -0.060079
2691 | 80.44 | 0 | 671.49 | 0 | 0 | 0 | 0 | 0 | 0 | 0 | 0 | 1657.47 | 80.44 | 0 | 0 | 0 | 1495.3399 | 0 | 0 | 1495.3399 | 1495.4 | -0.060079
2692 | 80.44 | 0 | 665.62 | 0 | 0 | 0 | 0 | 0 | 0 | 0 | 0 | 1657.47 | 80.44 | 0 | 0 | 0 | 1495.3399 | 0 | 0 | 1495.3399 | 1495.4 | -0.060079
2693 | 80.44 | 0 | 659.76 | 0 | 0 | 0 | 0 | 0 | 0 | 0 | 0 | 1657.47 | 80.44 | 0 | 0 | 0 | 1495.3399 | 0 | 0 | 1495.3399 | 1495.4 | -0.060079
2694 | 81.23 | 0 | 654.38 | 0 | 0 | 0 | 0 | 0 | 0 | 0 | 0 | 1657.47 | 80.44 | 0.78 | 0 | 0 | 1495.3399 | 36.8673 | 0.78 | 1532.2072 | 1532.47 | -0.26279
2695 | 100 | 0 | 660.51 | 0 | 0 | 0 | 0 | 0 | 0 | 0 | 0 | 1657.47 | 79.66 | 20.34 | 0 | 0 | 1495.3399 | 961.3855 | 20.34 | 2456.7254 | 2456.98 | -0.25462
2696 | 100 | 0 | 666.65 | 0 | 0 | 0 | 0 | 0 | 0 | 0 | 0 | 1657.47 | 25.65 | 74.35 | 0 | 0 | 1495.3399 | 3514.2089 | 74.35 | 5009.5488 | 5009.8 | -0.25117
2697 | 100 | 0 | 672.78 | 0 | 0 | 0 | 0 | 0 | 0 | 0 | 0 | 1657.47 | 0 | 127.91 | 27.91 | 0 | 1495.3399 | 4726.5755 | 100 | 6221.9154 | 6221.98 | -0.064551
2698 | 100 | 0 | 678.92 | 0 | 0 | 0 | 0 | 0 | 0 | 0 | 0 | 1657.47 | 0 | 169.06 | 69.06 | 0 | 1495.3399 | 4726.5755 | 100 | 6221.9154 | 6221.98 | -0.064551
2699 | 100 | 0 | 685.06 | 0 | 0 | 0 | 0 | 0 | 0 | 0 | 0 | 1657.47 | 0 | 198.37 | 98.37 | 0 | 1495.3399 | 4726.5755 | 100 | 6221.9154 | 6221.98 | -0.064551
2700 | 100 | 0 | 691.19 | 0 | 0 | 0 | 0 | 0 | 0 | 0 | 0 | 1657.47 | 0 | 200 | 100 | 0 | 1495.3399 | 4726.5755 | 100 | 6221.9154 | 6221.98 | -0.064551
2701 | 100 | 0 | 697.33 | 0 | 0 | 0 | 0 | 0 | 0 | 0 | 0 | 1657.47 | 0 | 200 | 100 | 0 | 1495.3399 | 4726.5755 | 100 | 6221.9154 | 6221.98 | -0.064551
2702 | 100 | 0 | 703.47 | 0 | 0 | 0 | 0 | 0 | 0 | 0 | 0 | 1657.47 | 0 | 123.79 | 23.79 | 0 | 1495.3399 | 4726.5755 | 100 | 6221.9154 | 6221.98 | -0.064551
2703 | 100 | 0 | 709.6 | 0 | 0 | 0 | 0 | 0 | 0 | 0 | 0 | 1657.47 | 0 | 171.82 | 71.82 | 0 | 1495.3399 | 4726.5755 | 100 | 6221.9154 | 6221.98 | -0.064551
2704 | 100 | 0 | 715.74 | 0 | 0 | 0 | 0 | 0 | 0 | 0 | 0 | 1657.47 | 0 | 112.46 | 12.46 | 0 | 1495.3399 | 4726.5755 | 100 | 6221.9154 | 6221.98 | -0.064551
2705 | 100 | 0 | 721.87 | 0 | 0 | 0 | 0 | 0 | 0 | 0 | 0 | 1657.47 | 19.66 | 80.34 | 0 | 0 | 1495.3399 | 3797.3308 | 80.34 | 5292.6707 | 5292.55 | 0.1207
2706 | 100 | 0 | 728.01 | 0 | 0 | 0 | 0 | 0 | 0 | 0 | 0 | 1657.47 | 71.7 | 28.3 | 0 | 0 | 1495.3399 | 1337.6209 | 28.3 | 2832.9608 | 2833.02 | -0.059205
2707 | 83.42 | 0 | 723.97 | 0 | 0 | 0 | 0 | 0 | 0 | 0 | 0 | 1657.47 | 80.44 | 2.98 | 0 | 0 | 1495.3399 | 140.852 | 2.98 | 1636.1919 | 1636.15 | 0.041871
2708 | 80.44 | 0 | 718.11 | 0 | 0 | 0 | 0 | 0 | 0 | 0 | 0 | 1657.47 | 80.44 | 0 | 0 | 0 | 1495.3399 | 0 | 0 | 1495.3399 | 1495.4 | -0.060079
2709 | 80.44 | 0 | 712.24 | 0 | 0 | 0 | 0 | 0 | 0 | 0 | 0 | 1657.47 | 80.44 | 0 | 0 | 0 | 1495.3399 | 0 | 0 | 1495.3399 | 1495.4 | -0.060079
2710 | 80.44 | 0 | 706.38 | 0 | 0 | 0 | 0 | 0 | 0 | 0 | 0 | 1657.47 | 80.44 | 0 | 0 | 0 | 1495.3399 | 0 | 0 | 1495.3399 | 1495.4 | -0.060079
2711 | 80.44 | 0 | 700.51 | 0 | 0 | 0 | 0 | 0 | 0 | 0 | 0 | 1657.47 | 80.44 | 0 | 0 | 0 | 1495.3399 | 0 | 0 | 1495.3399 | 1495.4 | -0.060079
2712 | 80.44 | 0 | 694.65 | 0 | 0 | 0 | 0 | 0 | 0 | 0 | 0 | 1657.47 | 80.44 | 0 | 0 | 0 | 1495.3399 | 0 | 0 | 1495.3399 | 1495.4 | -0.060079
2713 | 80.44 | 0 | 688.78 | 0 | 0 | 0 | 0 | 0 | 0 | 0 | 0 | 1657.47 | 80.44 | 0 | 0 | 0 | 1495.3399 | 0 | 0 | 1495.3399 | 1495.4 | -0.060079
2714 | 80.44 | 0 | 682.92 | 0 | 0 | 0 | 0 | 0 | 0 | 0 | 0 | 1657.47 | 80.44 | 0 | 0 | 0 | 1495.3399 | 0 | 0 | 1495.3399 | 1495.4 | -0.060079
2715 | 80.44 | 0 | 677.05 | 0 | 0 | 0 | 0 | 0 | 0 | 0 | 0 | 1657.47 | 80.44 | 0 | 0 | 0 | 1495.3399 | 0 | 0 | 1495.3399 | 1495.4 | -0.060079
2716 | 80.44 | 0 | 671.19 | 0 | 0 | 0 | 0 | 0 | 0 | 0 | 0 | 1657.47 | 80.44 | 0 | 0 | 0 | 1495.3399 | 0 | 0 | 1495.3399 | 1495.4 | -0.060079
2717 | 80.44 | 0 | 665.32 | 0 | 0 | 0 | 0 | 0 | 0 | 0 | 0 | 1657.47 | 80.44 | 0 | 0 | 0 | 1495.3399 | 0 | 0 | 1495.3399 | 1495.4 | -0.060079
2718 | 81.44 | 0 | 660.07 | 0 | 0 | 0 | 0 | 0 | 0 | 0 | 0 | 1657.47 | 80.44 | 1 | 0 | 0 | 1495.3399 | 47.2658 | 1 | 1542.6057 | 1542.48 | 0.12568
2719 | 100 | 0 | 666.2 | 0 | 0 | 0 | 0 | 0 | 0 | 0 | 0 | 1657.47 | 78.76 | 21.24 | 0 | 0 | 1495.3399 | 1003.9246 | 21.24 | 2499.2646 | 2499.42 | -0.15544
2720 | 100 | 0 | 672.34 | 0 | 0 | 0 | 0 | 0 | 0 | 0 | 0 | 1657.47 | 28.77 | 71.23 | 0 | 0 | 1495.3399 | 3366.7397 | 71.23 | 4862.0797 | 4862.05 | 0.029669
2721 | 100 | 0 | 678.48 | 0 | 0 | 0 | 0 | 0 | 0 | 0 | 0 | 1657.47 | 0 | 121.08 | 21.08 | 0 | 1495.3399 | 4726.5755 | 100 | 6221.9154 | 6221.98 | -0.064551
2722 | 100 | 0 | 684.61 | 0 | 0 | 0 | 0 | 0 | 0 | 0 | 0 | 1657.47 | 0 | 164.58 | 64.58 | 0 | 1495.3399 | 4726.5755 | 100 | 6221.9154 | 6221.98 | -0.064551
2723 | 100 | 0 | 690.75 | 0 | 0 | 0 | 0 | 0 | 0 | 0 | 0 | 1657.47 | 0 | 164.88 | 64.88 | 0 | 1495.3399 | 4726.5755 | 100 | 6221.9154 | 6221.98 | -0.064551
2724 | 100 | 0 | 696.89 | 0 | 0 | 0 | 0 | 0 | 0 | 0 | 0 | 1657.47 | 0 | 200 | 100 | 0 | 1495.3399 | 4726.5755 | 100 | 6221.9154 | 6221.98 | -0.064551
2725 | 100 | 0 | 703.02 | 0 | 0 | 0 | 0 | 0 | 0 | 0 | 0 | 1657.47 | 0 | 110.85 | 10.85 | 0 | 1495.3399 | 4726.5755 | 100 | 6221.9154 | 6221.98 | -0.064551
2726 | 100 | 0 | 709.16 | 0 | 0 | 0 | 0 | 0 | 0 | 0 | 0 | 1657.47 | 0 | 148.34 | 48.34 | 0 | 1495.3399 | 4726.5755 | 100 | 6221.9154 | 6221.98 | -0.064551
2727 | 100 | 0 | 715.29 | 0 | 0 | 0 | 0 | 0 | 0 | 0 | 0 | 1657.47 | 0 | 133.85 | 33.85 | 0 | 1495.3399 | 4726.5755 | 100 | 6221.9154 | 6221.98 | -0.064551
2728 | 100 | 0 | 721.43 | 0 | 0 | 0 | 0 | 0 | 0 | 0 | 0 | 1657.47 | 0 | 114.97 | 14.97 | 0 | 1495.3399 | 4726.5755 | 100 | 6221.9154 | 6221.98 | -0.064551
2729 | 100 | 0 | 727.57 | 0 | 0 | 0 | 0 | 0 | 0 | 0 | 0 | 1657.47 | 30.53 | 69.47 | 0 | 0 | 1495.3399 | 3283.552 | 69.47 | 4778.8919 | 4778.96 | -0.06806
2730 | 100 | 0 | 733.7 | 0 | 0 | 0 | 0 | 0 | 0 | 0 | 0 | 1657.47 | 74.71 | 25.29 | 0 | 0 | 1495.3399 | 1195.351 | 25.29 | 2690.6909 | 2690.94 | -0.24913
2731 | 83.59 | 0 | 729.77 | 0 | 0 | 0 | 0 | 0 | 0 | 0 | 0 | 1657.47 | 80.44 | 3.15 | 0 | 0 | 1495.3399 | 148.8871 | 3.15 | 1644.227 | 1644.11 | 0.11705
2732 | 80.44 | 0 | 723.9 | 0 | 0 | 0 | 0 | 0 | 0 | 0 | 0 | 1657.47 | 80.44 | 0 | 0 | 0 | 1495.3399 | 0 | 0 | 1495.3399 | 1495.4 | -0.060079
2733 | 80.44 | 0 | 718.04 | 0 | 0 | 0 | 0 | 0 | 0 | 0 | 0 | 1657.47 | 80.44 | 0 | 0 | 0 | 1495.3399 | 0 | 0 | 1495.3399 | 1495.4 | -0.060079
2734 | 80.44 | 0 | 712.17 | 0 | 0 | 0 | 0 | 0 | 0 | 0 | 0 | 1657.47 | 80.44 | 0 | 0 | 0 | 1495.3399 | 0 | 0 | 1495.3399 | 1495.4 | -0.060079
2735 | 80.44 | 0 | 706.31 | 0 | 0 | 0 | 0 | 0 | 0 | 0 | 0 | 1657.47 | 80.44 | 0 | 0 | 0 | 1495.3399 | 0 | 0 | 1495.3399 | 1495.4 | -0.060079
2736 | 80.44 | 0 | 700.44 | 0 | 0 | 0 | 0 | 0 | 0 | 0 | 0 | 1657.47 | 80.44 | 0 | 0 | 0 | 1495.3399 | 0 | 0 | 1495.3399 | 1495.4 | -0.060079
2737 | 80.44 | 0 | 694.58 | 0 | 0 | 0 | 0 | 0 | 0 | 0 | 0 | 1657.47 | 80.44 | 0 | 0 | 0 | 1495.3399 | 0 | 0 | 1495.3399 | 1495.4 | -0.060079
2738 | 80.44 | 0 | 688.71 | 0 | 0 | 0 | 0 | 0 | 0 | 0 | 0 | 1657.47 | 80.44 | 0 | 0 | 0 | 1495.3399 | 0 | 0 | 1495.3399 | 1495.4 | -0.060079
2739 | 80.44 | 0 | 682.85 | 0 | 0 | 0 | 0 | 0 | 0 | 0 | 0 | 1657.47 | 80.44 | 0 | 0 | 0 | 1495.3399 | 0 | 0 | 1495.3399 | 1495.4 | -0.060079
2740 | 80.44 | 0 | 676.98 | 0 | 0 | 0 | 0 | 0 | 0 | 0 | 0 | 1657.47 | 80.44 | 0 | 0 | 0 | 1495.3399 | 0 | 0 | 1495.3399 | 1495.4 | -0.060079
2741 | 80.44 | 0 | 671.12 | 0 | 0 | 0 | 0 | 0 | 0 | 0 | 0 | 1657.47 | 80.44 | 0 | 0 | 0 | 1495.3399 | 0 | 0 | 1495.3399 | 1495.4 | -0.060079
2742 | 81.91 | 0 | 666.15 | 0 | 0 | 0 | 0 | 0 | 0 | 0 | 0 | 1657.47 | 80.44 | 1.47 | 0 | 0 | 1495.3399 | 69.4807 | 1.47 | 1564.8206 | 1564.72 | 0.10058
2743 | 100 | 0 | 672.29 | 0 | 0 | 0 | 0 | 0 | 0 | 0 | 0 | 1657.47 | 78.46 | 21.54 | 0 | 0 | 1495.3399 | 1018.1044 | 21.54 | 2513.4443 | 2513.6 | -0.15571
2744 | 100 | 0 | 678.43 | 0 | 0 | 0 | 0 | 0 | 0 | 0 | 0 | 1657.47 | 22.3 | 77.7 | 0 | 0 | 1495.3399 | 3672.5492 | 77.7 | 5167.8891 | 5167.76 | 0.12911
2745 | 100 | 0 | 684.56 | 0 | 0 | 0 | 0 | 0 | 0 | 0 | 0 | 1657.47 | 0 | 131.83 | 31.83 | 0 | 1495.3399 | 4726.5755 | 100 | 6221.9154 | 6221.98 | -0.064551
2746 | 100 | 0 | 690.7 | 0 | 0 | 0 | 0 | 0 | 0 | 0 | 0 | 1657.47 | 0 | 172.96 | 72.96 | 0 | 1495.3399 | 4726.5755 | 100 | 6221.9154 | 6221.98 | -0.064551
2747 | 100 | 0 | 696.84 | 0 | 0 | 0 | 0 | 0 | 0 | 0 | 0 | 1657.47 | 0 | 200 | 100 | 0 | 1495.3399 | 4726.5755 | 100 | 6221.9154 | 6221.98 | -0.064551
2748 | 100 | 0 | 702.97 | 0 | 0 | 0 | 0 | 0 | 0 | 0 | 0 | 1657.47 | 0 | 200 | 100 | 0 | 1495.3399 | 4726.5755 | 100 | 6221.9154 | 6221.98 | -0.064551
2749 | 100 | 0 | 709.11 | 0 | 0 | 0 | 0 | 0 | 0 | 0 | 0 | 1657.47 | 0 | 200 | 100 | 0 | 1495.3399 | 4726.5755 | 100 | 6221.9154 | 6221.98 | -0.064551
2750 | 100 | 0 | 715.24 | 0 | 0 | 0 | 0 | 0 | 0 | 0 | 0 | 1657.47 | 0 | 200 | 100 | 0 | 1495.3399 | 4726.5755 | 100 | 6221.9154 | 6221.98 | -0.064551
2751 | 100 | 0 | 721.38 | 0 | 0 | 0 | 0 | 0 | 0 | 0 | 0 | 1657.47 | 0 | 179.02 | 79.02 | 0 | 1495.3399 | 4726.5755 | 100 | 6221.9154 | 6221.98 | -0.064551
2752 | 100 | 0 | 727.52 | 0 | 0 | 0 | 0 | 0 | 0 | 0 | 0 | 1657.47 | 0 | 137.59 | 37.59 | 0 | 1495.3399 | 4726.5755 | 100 | 6221.9154 | 6221.98 | -0.064551
2753 | 100 | 0 | 733.65 | 0 | 0 | 0 | 0 | 0 | 0 | 0 | 0 | 1657.47 | 14.93 | 85.07 | 0 | 0 | 1495.3399 | 4020.8978 | 85.07 | 5516.2377 | 5516.3 | -0.062277
2754 | 100 | 0 | 739.79 | 0 | 0 | 0 | 0 | 0 | 0 | 0 | 0 | 1657.47 | 70.96 | 29.04 | 0 | 0 | 1495.3399 | 1372.5975 | 29.04 | 2867.9375 | 2867.91 | 0.027454
2755 | 83.39 | 0 | 735.73 | 0 | 0 | 0 | 0 | 0 | 0 | 0 | 0 | 1657.47 | 80.44 | 2.95 | 0 | 0 | 1495.3399 | 139.434 | 2.95 | 1634.7739 | 1634.84 | -0.066101
2756 | 80.44 | 0 | 729.87 | 0 | 0 | 0 | 0 | 0 | 0 | 0 | 0 | 1657.47 | 80.44 | 0 | 0 | 0 | 1495.3399 | 0 | 0 | 1495.3399 | 1495.4 | -0.060079
2757 | 80.44 | 0 | 724 | 0 | 0 | 0 | 0 | 0 | 0 | 0 | 0 | 1657.47 | 80.44 | 0 | 0 | 0 | 1495.3399 | 0 | 0 | 1495.3399 | 1495.4 | -0.060079
2758 | 80.44 | 0 | 718.14 | 0 | 0 | 0 | 0 | 0 | 0 | 0 | 0 | 1657.47 | 80.44 | 0 | 0 | 0 | 1495.3399 | 0 | 0 | 1495.3399 | 1495.4 | -0.060079
2759 | 80.44 | 0 | 712.27 | 0 | 0 | 0 | 0 | 0 | 0 | 0 | 0 | 1657.47 | 80.44 | 0 | 0 | 0 | 1495.3399 | 0 | 0 | 1495.3399 | 1495.4 | -0.060079
2760 | 80.44 | 0 | 706.41 | 0 | 0 | 0 | 0 | 0 | 0 | 0 | 0 | 1657.47 | 80.44 | 0 | 0 | 0 | 1495.3399 | 0 | 0 | 1495.3399 | 1495.4 | -0.060079
2761 | 80.44 | 0 | 700.54 | 0 | 0 | 0 | 0 | 0 | 0 | 0 | 0 | 1657.47 | 80.44 | 0 | 0 | 0 | 1495.3399 | 0 | 0 | 1495.3399 | 1495.4 | -0.060079
2762 | 80.44 | 0 | 694.68 | 0 | 0 | 0 | 0 | 0 | 0 | 0 | 0 | 1657.47 | 80.44 | 0 | 0 | 0 | 1495.3399 | 0 | 0 | 1495.3399 | 1495.4 | -0.060079
2763 | 80.44 | 0 | 688.81 | 0 | 0 | 0 | 0 | 0 | 0 | 0 | 0 | 1657.47 | 80.44 | 0 | 0 | 0 | 1495.3399 | 0 | 0 | 1495.3399 | 1495.4 | -0.060079
2764 | 80.44 | 0 | 682.95 | 0 | 0 | 0 | 0 | 0 | 0 | 0 | 0 | 1657.47 | 80.44 | 0 | 0 | 0 | 1495.3399 | 0 | 0 | 1495.3399 | 1495.4 | -0.060079
2765 | 80.44 | 0 | 677.08 | 0 | 0 | 0 | 0 | 0 | 0 | 0 | 0 | 1657.47 | 80.44 | 0 | 0 | 0 | 1495.3399 | 0 | 0 | 1495.3399 | 1495.4 | -0.060079
2766 | 82.12 | 0 | 672.25 | 0 | 0 | 0 | 0 | 0 | 0 | 0 | 0 | 1657.47 | 80.44 | 1.68 | 0 | 0 | 1495.3399 | 79.4065 | 1.68 | 1574.7464 | 1574.6 | 0.14639
2767 | 100 | 0 | 678.38 | 0 | 0 | 0 | 0 | 0 | 0 | 0 | 0 | 1657.47 | 78.47 | 21.53 | 0 | 0 | 1495.3399 | 1017.6317 | 21.53 | 2512.9716 | 2513.13 | -0.15837
2768 | 100 | 0 | 684.52 | 0 | 0 | 0 | 0 | 0 | 0 | 0 | 0 | 1657.47 | 38.39 | 61.61 | 0 | 0 | 1495.3399 | 2912.0432 | 61.61 | 4407.3831 | 4407.26 | 0.1231
2769 | 100 | 0 | 690.66 | 0 | 0 | 0 | 0 | 0 | 0 | 0 | 0 | 1657.47 | 0 | 115.28 | 15.28 | 0 | 1495.3399 | 4726.5755 | 100 | 6221.9154 | 6221.98 | -0.064551
2770 | 100 | 0 | 696.79 | 0 | 0 | 0 | 0 | 0 | 0 | 0 | 0 | 1657.47 | 0 | 132.65 | 32.65 | 0 | 1495.3399 | 4726.5755 | 100 | 6221.9154 | 6221.98 | -0.064551
2771 | 100 | 0 | 702.93 | 0 | 0 | 0 | 0 | 0 | 0 | 0 | 0 | 1657.47 | 0 | 177.57 | 77.57 | 0 | 1495.3399 | 4726.5755 | 100 | 6221.9154 | 6221.98 | -0.064551
2772 | 100 | 0 | 709.07 | 0 | 0 | 0 | 0 | 0 | 0 | 0 | 0 | 1657.47 | 0 | 171.65 | 71.65 | 0 | 1495.3399 | 4726.5755 | 100 | 6221.9154 | 6221.98 | -0.064551
2773 | 100 | 0 | 715.2 | 0 | 0 | 0 | 0 | 0 | 0 | 0 | 0 | 1657.47 | 0 | 168.52 | 68.52 | 0 | 1495.3399 | 4726.5755 | 100 | 6221.9154 | 6221.98 | -0.064551
2774 | 100 | 0 | 721.34 | 0 | 0 | 0 | 0 | 0 | 0 | 0 | 0 | 1657.47 | 0 | 100.42 | 0.42 | 0 | 1495.3399 | 4726.5755 | 100 | 6221.9154 | 6221.98 | -0.064551
2775 | 100 | 0 | 727.47 | 0 | 0 | 0 | 0 | 0 | 0 | 0 | 0 | 1657.47 | 0 | 166.7 | 66.7 | 0 | 1495.3399 | 4726.5755 | 100 | 6221.9154 | 6221.98 | -0.064551
2776 | 100 | 0 | 733.61 | 0 | 0 | 0 | 0 | 0 | 0 | 0 | 0 | 1657.47 | 0 | 127.71 | 27.71 | 0 | 1495.3399 | 4726.5755 | 100 | 6221.9154 | 6221.98 | -0.064551
2777 | 100 | 0 | 739.75 | 0 | 0 | 0 | 0 | 0 | 0 | 0 | 0 | 1657.47 | 29.99 | 70.01 | 0 | 0 | 1495.3399 | 3309.0755 | 70.01 | 4804.4154 | 4804.38 | 0.035448
2778 | 100 | 0 | 745.88 | 0 | 0 | 0 | 0 | 0 | 0 | 0 | 0 | 1657.47 | 75.19 | 24.81 | 0 | 0 | 1495.3399 | 1172.6634 | 24.81 | 2668.0033 | 2668.16 | -0.15669
2779 | 83.95 | 0 | 742.17 | 0 | 0 | 0 | 0 | 0 | 0 | 0 | 0 | 1657.47 | 80.44 | 3.51 | 0 | 0 | 1495.3399 | 165.9028 | 3.51 | 1661.2427 | 1661.37 | -0.12728
2780 | 80.44 | 0 | 736.31 | 0 | 0 | 0 | 0 | 0 | 0 | 0 | 0 | 1657.47 | 80.44 | 0 | 0 | 0 | 1495.3399 | 0 | 0 | 1495.3399 | 1495.4 | -0.060079
2781 | 80.44 | 0 | 730.44 | 0 | 0 | 0 | 0 | 0 | 0 | 0 | 0 | 1657.47 | 80.44 | 0 | 0 | 0 | 1495.3399 | 0 | 0 | 1495.3399 | 1495.4 | -0.060079
2782 | 80.44 | 0 | 724.58 | 0 | 0 | 0 | 0 | 0 | 0 | 0 | 0 | 1657.47 | 80.44 | 0 | 0 | 0 | 1495.3399 | 0 | 0 | 1495.3399 | 1495.4 | -0.060079
2783 | 80.44 | 0 | 718.71 | 0 | 0 | 0 | 0 | 0 | 0 | 0 | 0 | 1657.47 | 80.44 | 0 | 0 | 0 | 1495.3399 | 0 | 0 | 1495.3399 | 1495.4 | -0.060079
2784 | 80.44 | 0 | 712.85 | 0 | 0 | 0 | 0 | 0 | 0 | 0 | 0 | 1657.47 | 80.44 | 0 | 0 | 0 | 1495.3399 | 0 | 0 | 1495.3399 | 1495.4 | -0.060079
2785 | 80.44 | 0 | 706.98 | 0 | 0 | 0 | 0 | 0 | 0 | 0 | 0 | 1657.47 | 80.44 | 0 | 0 | 0 | 1495.3399 | 0 | 0 | 1495.3399 | 1495.4 | -0.060079
2786 | 80.44 | 0 | 701.12 | 0 | 0 | 0 | 0 | 0 | 0 | 0 | 0 | 1657.47 | 80.44 | 0 | 0 | 0 | 1495.3399 | 0 | 0 | 1495.3399 | 1495.4 | -0.060079
2787 | 80.44 | 0 | 695.25 | 0 | 0 | 0 | 0 | 0 | 0 | 0 | 0 | 1657.47 | 80.44 | 0 | 0 | 0 | 1495.3399 | 0 | 0 | 1495.3399 | 1495.4 | -0.060079
2788 | 80.44 | 0 | 689.39 | 0 | 0 | 0 | 0 | 0 | 0 | 0 | 0 | 1657.47 | 80.44 | 0 | 0 | 0 | 1495.3399 | 0 | 0 | 1495.3399 | 1495.4 | -0.060079
2789 | 80.44 | 0 | 683.52 | 0 | 0 | 0 | 0 | 0 | 0 | 0 | 0 | 1657.47 | 80.44 | 0 | 0 | 0 | 1495.3399 | 0 | 0 | 1495.3399 | 1495.4 | -0.060079
2790 | 82.34 | 0 | 678.82 | 0 | 0 | 0 | 0 | 0 | 0 | 0 | 0 | 1657.47 | 80.44 | 1.89 | 0 | 0 | 1495.3399 | 89.3323 | 1.89 | 1584.6722 | 1584.87 | -0.1978
2791 | 100 | 0 | 684.96 | 0 | 0 | 0 | 0 | 0 | 0 | 0 | 0 | 1657.47 | 78.08 | 21.92 | 0 | 0 | 1495.3399 | 1036.0654 | 21.92 | 2531.4053 | 2531.28 | 0.12528
2792 | 100 | 0 | 691.09 | 0 | 0 | 0 | 0 | 0 | 0 | 0 | 0 | 1657.47 | 26.64 | 73.36 | 0 | 0 | 1495.3399 | 3467.4158 | 73.36 | 4962.7557 | 4963.01 | -0.25427
2793 | 100 | 0 | 697.23 | 0 | 0 | 0 | 0 | 0 | 0 | 0 | 0 | 1657.47 | 13.66 | 86.34 | 0 | 0 | 1495.3399 | 4080.9253 | 86.34 | 5576.2652 | 5576.52 | -0.25477
2794 | 100 | 0 | 703.36 | 0 | 0 | 0 | 0 | 0 | 0 | 0 | 0 | 1657.47 | 0 | 124.33 | 24.33 | 0 | 1495.3399 | 4726.5755 | 100 | 6221.9154 | 6221.98 | -0.064551
2795 | 100 | 0 | 709.5 | 0 | 0 | 0 | 0 | 0 | 0 | 0 | 0 | 1657.47 | 0 | 135.22 | 35.22 | 0 | 1495.3399 | 4726.5755 | 100 | 6221.9154 | 6221.98 | -0.064551
2796 | 100 | 0 | 715.64 | 0 | 0 | 0 | 0 | 0 | 0 | 0 | 0 | 1657.47 | 0 | 158.89 | 58.89 | 0 | 1495.3399 | 4726.5755 | 100 | 6221.9154 | 6221.98 | -0.064551
2797 | 100 | 0 | 721.77 | 0 | 0 | 0 | 0 | 0 | 0 | 0 | 0 | 1657.47 | 0 | 178.92 | 78.92 | 0 | 1495.3399 | 4726.5755 | 100 | 6221.9154 | 6221.98 | -0.064551
2798 | 85.44 | 0 | 718.97 | 0 | 0 | 0 | 0 | 0 | 0 | 0 | 0 | 1657.47 | 80.44 | 5 | 0 | 0 | 1495.3399 | 236.3288 | 5 | 1731.6687 | 1731.5 | 0.1687
2799 | 93.38 | 0 | 721.05 | 0 | 0 | 0 | 0 | 0 | 0 | 0 | 0 | 1657.47 | 80.44 | 12.94 | 0 | 0 | 1495.3399 | 611.6189 | 12.94 | 2106.9588 | 2106.9 | 0.058794
2800 | 100 | 0 | 727.18 | 0 | 0 | 0 | 0 | 0 | 0 | 0 | 0 | 1657.47 | 52.92 | 47.08 | 0 | 0 | 1495.3399 | 2225.2718 | 47.08 | 3720.6117 | 3720.68 | -0.068321
2801 | 100 | 0 | 733.32 | 0 | 0 | 0 | 0 | 0 | 0 | 0 | 0 | 1657.47 | 34.45 | 65.55 | 0 | 0 | 1495.3399 | 3098.2703 | 65.55 | 4593.6102 | 4593.58 | 0.030179
2802 | 100 | 0 | 739.46 | 0 | 0 | 0 | 0 | 0 | 0 | 0 | 0 | 1657.47 | 71.18 | 28.82 | 0 | 0 | 1495.3399 | 1362.1991 | 28.82 | 2857.539 | 2857.79 | -0.25101
2803 | 83.78 | 0 | 735.64 | 0 | 0 | 0 | 0 | 0 | 0 | 0 | 0 | 1657.47 | 80.44 | 3.33 | 0 | 0 | 1495.3399 | 157.395 | 3.33 | 1652.7349 | 1652.87 | -0.13511
2804 | 80.44 | 0 | 729.77 | 0 | 0 | 0 | 0 | 0 | 0 | 0 | 0 | 1657.47 | 80.44 | 0 | 0 | 0 | 1495.3399 | 0 | 0 | 1495.3399 | 1495.4 | -0.060079
2805 | 80.44 | 0 | 723.91 | 0 | 0 | 0 | 0 | 0 | 0 | 0 | 0 | 1657.47 | 80.44 | 0 | 0 | 0 | 1495.3399 | 0 | 0 | 1495.3399 | 1495.4 | -0.060079
2806 | 80.44 | 0 | 718.04 | 0 | 0 | 0 | 0 | 0 | 0 | 0 | 0 | 1657.47 | 80.44 | 0 | 0 | 0 | 1495.3399 | 0 | 0 | 1495.3399 | 1495.4 | -0.060079
2807 | 80.44 | 0 | 712.18 | 0 | 0 | 0 | 0 | 0 | 0 | 0 | 0 | 1657.47 | 80.44 | 0 | 0 | 0 | 1495.3399 | 0 | 0 | 1495.3399 | 1495.4 | -0.060079
2808 | 80.44 | 0 | 706.31 | 0 | 0 | 0 | 0 | 0 | 0 | 0 | 0 | 1657.47 | 80.44 | 0 | 0 | 0 | 1495.3399 | 0 | 0 | 1495.3399 | 1495.4 | -0.060079
2809 | 80.44 | 0 | 700.45 | 0 | 0 | 0 | 0 | 0 | 0 | 0 | 0 | 1657.47 | 80.44 | 0 | 0 | 0 | 1495.3399 | 0 | 0 | 1495.3399 | 1495.4 | -0.060079
2810 | 80.44 | 0 | 694.58 | 0 | 0 | 0 | 0 | 0 | 0 | 0 | 0 | 1657.47 | 80.44 | 0 | 0 | 0 | 1495.3399 | 0 | 0 | 1495.3399 | 1495.4 | -0.060079
2811 | 80.44 | 0 | 688.72 | 0 | 0 | 0 | 0 | 0 | 0 | 0 | 0 | 1657.47 | 80.44 | 0 | 0 | 0 | 1495.3399 | 0 | 0 | 1495.3399 | 1495.4 | -0.060079
2812 | 80.44 | 0 | 682.85 | 0 | 0 | 0 | 0 | 0 | 0 | 0 | 0 | 1657.47 | 80.44 | 0 | 0 | 0 | 1495.3399 | 0 | 0 | 1495.3399 | 1495.4 | -0.060079
2813 | 80.44 | 0 | 676.99 | 0 | 0 | 0 | 0 | 0 | 0 | 0 | 0 | 1657.47 | 80.44 | 0 | 0 | 0 | 1495.3399 | 0 | 0 | 1495.3399 | 1495.4 | -0.060079
2814 | 82.55 | 0 | 672.42 | 0 | 0 | 0 | 0 | 0 | 0 | 0 | 0 | 1657.47 | 80.44 | 2.11 | 0 | 0 | 1495.3399 | 99.7307 | 2.11 | 1595.0707 | 1595.2 | -0.12934
2815 | 100 | 0 | 678.55 | 0 | 0 | 0 | 0 | 0 | 0 | 0 | 0 | 1657.47 | 78.48 | 21.52 | 0 | 0 | 1495.3399 | 1017.1591 | 21.52 | 2512.499 | 2512.56 | -0.061026
2816 | 100 | 0 | 684.69 | 0 | 0 | 0 | 0 | 0 | 0 | 0 | 0 | 1657.47 | 25.14 | 74.86 | 0 | 0 | 1495.3399 | 3538.3144 | 74.86 | 5033.6544 | 5033.81 | -0.15564
2817 | 100 | 0 | 690.83 | 0 | 0 | 0 | 0 | 0 | 0 | 0 | 0 | 1657.47 | 0 | 126.55 | 26.55 | 0 | 1495.3399 | 4726.5755 | 100 | 6221.9154 | 6221.98 | -0.064551
2818 | 100 | 0 | 696.96 | 0 | 0 | 0 | 0 | 0 | 0 | 0 | 0 | 1657.47 | 0 | 165.56 | 65.56 | 0 | 1495.3399 | 4726.5755 | 100 | 6221.9154 | 6221.98 | -0.064551
2819 | 100 | 0 | 703.1 | 0 | 0 | 0 | 0 | 0 | 0 | 0 | 0 | 1657.47 | 0 | 192.23 | 92.23 | 0 | 1495.3399 | 4726.5755 | 100 | 6221.9154 | 6221.98 | -0.064551
2820 | 100 | 0 | 709.23 | 0 | 0 | 0 | 0 | 0 | 0 | 0 | 0 | 1657.47 | 0 | 200 | 100 | 0 | 1495.3399 | 4726.5755 | 100 | 6221.9154 | 6221.98 | -0.064551
2821 | 100 | 0 | 715.37 | 0 | 0 | 0 | 0 | 0 | 0 | 0 | 0 | 1657.47 | 0 | 200 | 100 | 0 | 1495.3399 | 4726.5755 | 100 | 6221.9154 | 6221.98 | -0.064551
2822 | 100 | 0 | 721.51 | 0 | 0 | 0 | 0 | 0 | 0 | 0 | 0 | 1657.47 | 0 | 193.13 | 93.13 | 0 | 1495.3399 | 4726.5755 | 100 | 6221.9154 | 6221.98 | -0.064551
2823 | 100 | 0 | 727.64 | 0 | 0 | 0 | 0 | 0 | 0 | 0 | 0 | 1657.47 | 0 | 168.26 | 68.26 | 0 | 1495.3399 | 4726.5755 | 100 | 6221.9154 | 6221.98 | -0.064551
2824 | 100 | 0 | 733.78 | 0 | 0 | 0 | 0 | 0 | 0 | 0 | 0 | 1657.47 | 0 | 130.38 | 30.38 | 0 | 1495.3399 | 4726.5755 | 100 | 6221.9154 | 6221.98 | -0.064551
2825 | 100 | 0 | 739.92 | 0 | 0 | 0 | 0 | 0 | 0 | 0 | 0 | 1657.47 | 18.63 | 81.37 | 0 | 0 | 1495.3399 | 3846.0145 | 81.37 | 5341.3544 | 5341.51 | -0.15557
2826 | 100 | 0 | 746.05 | 0 | 0 | 0 | 0 | 0 | 0 | 0 | 0 | 1657.47 | 71.49 | 28.51 | 0 | 0 | 1495.3399 | 1347.5467 | 28.51 | 2842.8866 | 2842.95 | -0.063396
2827 | 83.69 | 0 | 742.18 | 0 | 0 | 0 | 0 | 0 | 0 | 0 | 0 | 1657.47 | 80.44 | 3.25 | 0 | 0 | 1495.3399 | 153.6137 | 3.25 | 1648.9536 | 1648.98 | -0.026375
2828 | 80.44 | 0 | 736.32 | 0 | 0 | 0 | 0 | 0 | 0 | 0 | 0 | 1657.47 | 80.44 | 0 | 0 | 0 | 1495.3399 | 0 | 0 | 1495.3399 | 1495.4 | -0.060079
2829 | 80.44 | 0 | 730.45 | 0 | 0 | 0 | 0 | 0 | 0 | 0 | 0 | 1657.47 | 80.44 | 0 | 0 | 0 | 1495.3399 | 0 | 0 | 1495.3399 | 1495.4 | -0.060079
2830 | 80.44 | 0 | 724.59 | 0 | 0 | 0 | 0 | 0 | 0 | 0 | 0 | 1657.47 | 80.44 | 0 | 0 | 0 | 1495.3399 | 0 | 0 | 1495.3399 | 1495.4 | -0.060079
2831 | 80.44 | 0 | 718.72 | 0 | 0 | 0 | 0 | 0 | 0 | 0 | 0 | 1657.47 | 80.44 | 0 | 0 | 0 | 1495.3399 | 0 | 0 | 1495.3399 | 1495.4 | -0.060079
2832 | 80.44 | 0 | 712.86 | 0 | 0 | 0 | 0 | 0 | 0 | 0 | 0 | 1657.47 | 80.44 | 0 | 0 | 0 | 1495.3399 | 0 | 0 | 1495.3399 | 1495.4 | -0.060079
2833 | 80.44 | 0 | 706.99 | 0 | 0 | 0 | 0 | 0 | 0 | 0 | 0 | 1657.47 | 80.44 | 0 | 0 | 0 | 1495.3399 | 0 | 0 | 1495.3399 | 1495.4 | -0.060079
2834 | 80.44 | 0 | 701.13 | 0 | 0 | 0 | 0 | 0 | 0 | 0 | 0 | 1657.47 | 80.44 | 0 | 0 | 0 | 1495.3399 | 0 | 0 | 1495.3399 | 1495.4 | -0.060079
2835 | 80.44 | 0 | 695.26 | 0 | 0 | 0 | 0 | 0 | 0 | 0 | 0 | 1657.47 | 80.44 | 0 | 0 | 0 | 1495.3399 | 0 | 0 | 1495.3399 | 1495.4 | -0.060079
2836 | 80.44 | 0 | 689.4 | 0 | 0 | 0 | 0 | 0 | 0 | 0 | 0 | 1657.47 | 80.44 | 0 | 0 | 0 | 1495.3399 | 0 | 0 | 1495.3399 | 1495.4 | -0.060079
2837 | 80.44 | 0 | 683.53 | 0 | 0 | 0 | 0 | 0 | 0 | 0 | 0 | 1657.47 | 80.44 | 0 | 0 | 0 | 1495.3399 | 0 | 0 | 1495.3399 | 1495.4 | -0.060079
2838 | 81.8 | 0 | 678.5 | 0 | 0 | 0 | 0 | 0 | 0 | 0 | 0 | 1657.47 | 80.44 | 1.35 | 0 | 0 | 1495.3399 | 63.8088 | 1.35 | 1559.1487 | 1559.42 | -0.27131
2839 | 100 | 0 | 684.63 | 0 | 0 | 0 | 0 | 0 | 0 | 0 | 0 | 1657.47 | 78.88 | 21.12 | 0 | 0 | 1495.3399 | 998.2528 | 21.12 | 2493.5927 | 2493.75 | -0.15733
2840 | 100 | 0 | 690.77 | 0 | 0 | 0 | 0 | 0 | 0 | 0 | 0 | 1657.47 | 44.01 | 55.99 | 0 | 0 | 1495.3399 | 2646.4096 | 55.99 | 4141.7496 | 4141.72 | 0.029559
2841 | 100 | 0 | 696.91 | 0 | 0 | 0 | 0 | 0 | 0 | 0 | 0 | 1657.47 | 0 | 124.15 | 24.15 | 0 | 1495.3399 | 4726.5755 | 100 | 6221.9154 | 6221.98 | -0.064551
2842 | 100 | 0 | 703.04 | 0 | 0 | 0 | 0 | 0 | 0 | 0 | 0 | 1657.47 | 0 | 136.61 | 36.61 | 0 | 1495.3399 | 4726.5755 | 100 | 6221.9154 | 6221.98 | -0.064551
2843 | 100 | 0 | 709.18 | 0 | 0 | 0 | 0 | 0 | 0 | 0 | 0 | 1657.47 | 0 | 191.58 | 91.58 | 0 | 1495.3399 | 4726.5755 | 100 | 6221.9154 | 6221.98 | -0.064551
2844 | 100 | 0 | 715.31 | 0 | 0 | 0 | 0 | 0 | 0 | 0 | 0 | 1657.47 | 0 | 200 | 100 | 0 | 1495.3399 | 4726.5755 | 100 | 6221.9154 | 6221.98 | -0.064551
2845 | 100 | 0 | 721.45 | 0 | 0 | 0 | 0 | 0 | 0 | 0 | 0 | 1657.47 | 0 | 200 | 100 | 0 | 1495.3399 | 4726.5755 | 100 | 6221.9154 | 6221.98 | -0.064551
2846 | 100 | 0 | 727.59 | 0 | 0 | 0 | 0 | 0 | 0 | 0 | 0 | 1657.47 | 0 | 191.06 | 91.06 | 0 | 1495.3399 | 4726.5755 | 100 | 6221.9154 | 6221.98 | -0.064551
2847 | 100 | 0 | 733.72 | 0 | 0 | 0 | 0 | 0 | 0 | 0 | 0 | 1657.47 | 0 | 164.76 | 64.76 | 0 | 1495.3399 | 4726.5755 | 100 | 6221.9154 | 6221.98 | -0.064551
2848 | 100 | 0 | 739.86 | 0 | 0 | 0 | 0 | 0 | 0 | 0 | 0 | 1657.47 | 0 | 104.57 | 4.57 | 0 | 1495.3399 | 4726.5755 | 100 | 6221.9154 | 6221.98 | -0.064551
2849 | 100 | 0 | 746 | 0 | 0 | 0 | 0 | 0 | 0 | 0 | 0 | 1657.47 | 36.76 | 63.24 | 0 | 0 | 1495.3399 | 2989.0864 | 63.24 | 4484.4263 | 4484.3 | 0.12628
2850 | 100 | 0 | 752.13 | 0 | 0 | 0 | 0 | 0 | 0 | 0 | 0 | 1657.47 | 71.06 | 28.94 | 0 | 0 | 1495.3399 | 1367.871 | 28.94 | 2863.2109 | 2863.09 | 0.12088
2851 | 84.11 | 0 | 748.52 | 0 | 0 | 0 | 0 | 0 | 0 | 0 | 0 | 1657.47 | 80.44 | 3.66 | 0 | 0 | 1495.3399 | 172.9927 | 3.66 | 1668.3326 | 1668.59 | -0.25742
2852 | 80.44 | 0 | 742.65 | 0 | 0 | 0 | 0 | 0 | 0 | 0 | 0 | 1657.47 | 80.44 | 0 | 0 | 0 | 1495.3399 | 0 | 0 | 1495.3399 | 1495.4 | -0.060079
2853 | 80.44 | 0 | 736.79 | 0 | 0 | 0 | 0 | 0 | 0 | 0 | 0 | 1657.47 | 80.44 | 0 | 0 | 0 | 1495.3399 | 0 | 0 | 1495.3399 | 1495.4 | -0.060079
2854 | 80.44 | 0 | 730.92 | 0 | 0 | 0 | 0 | 0 | 0 | 0 | 0 | 1657.47 | 80.44 | 0 | 0 | 0 | 1495.3399 | 0 | 0 | 1495.3399 | 1495.4 | -0.060079
2855 | 80.44 | 0 | 725.06 | 0 | 0 | 0 | 0 | 0 | 0 | 0 | 0 | 1657.47 | 80.44 | 0 | 0 | 0 | 1495.3399 | 0 | 0 | 1495.3399 | 1495.4 | -0.060079
2856 | 80.44 | 0 | 719.19 | 0 | 0 | 0 | 0 | 0 | 0 | 0 | 0 | 1657.47 | 80.44 | 0 | 0 | 0 | 1495.3399 | 0 | 0 | 1495.3399 | 1495.4 | -0.060079
2857 | 80.44 | 0 | 713.33 | 0 | 0 | 0 | 0 | 0 | 0 | 0 | 0 | 1657.47 | 80.44 | 0 | 0 | 0 | 1495.3399 | 0 | 0 | 1495.3399 | 1495.4 | -0.060079
2858 | 80.44 | 0 | 707.46 | 0 | 0 | 0 | 0 | 0 | 0 | 0 | 0 | 1657.47 | 80.44 | 0 | 0 | 0 | 1495.3399 | 0 | 0 | 1495.3399 | 1495.4 | -0.060079
2859 | 80.44 | 0 | 701.6 | 0 | 0 | 0 | 0 | 0 | 0 | 0 | 0 | 1657.47 | 80.44 | 0 | 0 | 0 | 1495.3399 | 0 | 0 | 1495.3399 | 1495.4 | -0.060079
2860 | 80.44 | 0 | 695.73 | 0 | 0 | 0 | 0 | 0 | 0 | 0 | 0 | 1657.47 | 80.44 | 0 | 0 | 0 | 1495.3399 | 0 | 0 | 1495.3399 | 1495.4 | -0.060079
2861 | 80.44 | 0 | 689.87 | 0 | 0 | 0 | 0 | 0 | 0 | 0 | 0 | 1657.47 | 80.44 | 0 | 0 | 0 | 1495.3399 | 0 | 0 | 1495.3399 | 1495.4 | -0.060079
2862 | 82.58 | 0 | 685.31 | 0 | 0 | 0 | 0 | 0 | 0 | 0 | 0 | 1657.47 | 80.44 | 2.13 | 0 | 0 | 1495.3399 | 100.6761 | 2.13 | 1596.016 | 1596.2 | -0.18402
2863 | 100 | 0 | 691.45 | 0 | 0 | 0 | 0 | 0 | 0 | 0 | 0 | 1657.47 | 77.02 | 22.98 | 0 | 0 | 1495.3399 | 1086.1671 | 22.98 | 2581.507 | 2581.66 | -0.15302
2864 | 100 | 0 | 697.58 | 0 | 0 | 0 | 0 | 0 | 0 | 0 | 0 | 1657.47 | 24.37 | 75.63 | 0 | 0 | 1495.3399 | 3574.7091 | 75.63 | 5070.049 | 5069.92 | 0.12899
2865 | 100 | 0 | 703.72 | 0 | 0 | 0 | 0 | 0 | 0 | 0 | 0 | 1657.47 | 0 | 129.48 | 29.48 | 0 | 1495.3399 | 4726.5755 | 100 | 6221.9154 | 6221.98 | -0.064551
2866 | 100 | 0 | 709.85 | 0 | 0 | 0 | 0 | 0 | 0 | 0 | 0 | 1657.47 | 0 | 170.86 | 70.86 | 0 | 1495.3399 | 4726.5755 | 100 | 6221.9154 | 6221.98 | -0.064551
2867 | 100 | 0 | 715.99 | 0 | 0 | 0 | 0 | 0 | 0 | 0 | 0 | 1657.47 | 0 | 198.28 | 98.28 | 0 | 1495.3399 | 4726.5755 | 100 | 6221.9154 | 6221.98 | -0.064551
2868 | 100 | 0 | 722.13 | 0 | 0 | 0 | 0 | 0 | 0 | 0 | 0 | 1657.47 | 0 | 200 | 100 | 0 | 1495.3399 | 4726.5755 | 100 | 6221.9154 | 6221.98 | -0.064551
2869 | 100 | 0 | 728.26 | 0 | 0 | 0 | 0 | 0 | 0 | 0 | 0 | 1657.47 | 0 | 200 | 100 | 0 | 1495.3399 | 4726.5755 | 100 | 6221.9154 | 6221.98 | -0.064551
2870 | 100 | 0 | 734.4 | 0 | 0 | 0 | 0 | 0 | 0 | 0 | 0 | 1657.47 | 0 | 195.53 | 95.53 | 0 | 1495.3399 | 4726.5755 | 100 | 6221.9154 | 6221.98 | -0.064551
2871 | 80.44 | 0 | 728.53 | 0 | 0 | 0 | 0 | 0 | 0 | 0 | 0 | 1657.47 | 80.44 | 168.25 | 168.25 | 0 | 1495.3399 | 0 | 0 | 1495.3399 | 1495.4 | -0.060079
2872 | 80.44 | 0 | 722.67 | 0 | 0 | 0 | 0 | 0 | 0 | 0 | 0 | 1657.47 | 80.44 | 130.42 | 130.42 | 0 | 1495.3399 | 0 | 0 | 1495.3399 | 1495.4 | -0.060079
2873 | 100 | 0 | 728.8 | 0 | 0 | 0 | 0 | 0 | 0 | 0 | 0 | 1657.47 | 18.85 | 81.15 | 0 | 0 | 1495.3399 | 3835.616 | 81.15 | 5330.956 | 5331.21 | -0.25404
2874 | 100 | 0 | 734.94 | 0 | 0 | 0 | 0 | 0 | 0 | 0 | 0 | 1657.47 | 80.44 | 28.37 | 8.81 | 0 | 1495.3399 | 924.5182 | 19.56 | 2419.8581 | 2419.76 | 0.098094
2875 | 83.81 | 0 | 731.15 | 0 | 0 | 0 | 0 | 0 | 0 | 0 | 0 | 1657.47 | 80.44 | 3.37 | 0 | 0 | 1495.3399 | 159.2856 | 3.37 | 1654.6255 | 1654.75 | -0.12448
2876 | 80.44 | 0 | 725.28 | 0 | 0 | 0 | 0 | 0 | 0 | 0 | 0 | 1657.47 | 80.44 | 0 | 0 | 0 | 1495.3399 | 0 | 0 | 1495.3399 | 1495.4 | -0.060079
2877 | 80.44 | 0 | 719.42 | 0 | 0 | 0 | 0 | 0 | 0 | 0 | 0 | 1657.47 | 80.44 | 0 | 0 | 0 | 1495.3399 | 0 | 0 | 1495.3399 | 1495.4 | -0.060079
2878 | 80.44 | 0 | 713.55 | 0 | 0 | 0 | 0 | 0 | 0 | 0 | 0 | 1657.47 | 80.44 | 0 | 0 | 0 | 1495.3399 | 0 | 0 | 1495.3399 | 1495.4 | -0.060079
2879 | 80.44 | 0 | 707.69 | 0 | 0 | 0 | 0 | 0 | 0 | 0 | 0 | 1657.47 | 80.44 | 0 | 0 | 0 | 1495.3399 | 0 | 0 | 1495.3399 | 1495.4 | -0.060079
2880 | 80.44 | 0 | 701.82 | 0 | 0 | 0 | 0 | 0 | 0 | 0 | 0 | 1657.47 | 80.44 | 0 | 0 | 0 | 1495.3399 | 0 | 0 | 1495.3399 | 1495.4 | -0.060079
2881 | 100 | 0 | 707.96 | 0 | 0 | 0 | 0 | 0 | 0 | 0 | 0 | 1657.47 | 100 | 0 | 0 | 0 | 1495.3399 | 0 | 0 | 1495.3399 | 1495.4 | -0.060079
2882 | 100 | 0 | 714.09 | 0 | 0 | 0 | 0 | 0 | 0 | 0 | 0 | 1657.47 | 100 | 0 | 0 | 0 | 1495.3399 | 0 | 0 | 1495.3399 | 1495.4 | -0.060079
2883 | 100 | 0 | 720.23 | 0 | 0 | 0 | 0 | 0 | 0 | 0 | 0 | 1657.47 | 100 | 0 | 0 | 0 | 1495.3399 | 0 | 0 | 1495.3399 | 1495.4 | -0.060079
2884 | 100 | 0 | 726.37 | 0 | 0 | 0 | 0 | 0 | 0 | 0 | 0 | 1657.47 | 100 | 0 | 0 | 0 | 1495.3399 | 0 | 0 | 1495.3399 | 1495.4 | -0.060079
2885 | 100 | 0 | 732.5 | 0 | 0 | 0 | 0 | 0 | 0 | 0 | 0 | 1657.47 | 100 | 0 | 0 | 0 | 1495.3399 | 0 | 0 | 1495.3399 | 1495.4 | -0.060079
2886 | 100 | 0 | 738.64 | 0 | 0 | 0 | 0 | 0 | 0 | 0 | 0 | 1657.47 | 97.7 | 2.3 | 0 | 0 | 1495.3399 | 108.7112 | 2.3 | 1604.0512 | 1604.21 | -0.15884
2887 | 100 | 0 | 744.77 | 0 | 0 | 0 | 0 | 0 | 0 | 0 | 0 | 1657.47 | 77.34 | 22.66 | 0 | 0 | 1495.3399 | 1071.042 | 22.66 | 2566.3819 | 2566.54 | -0.15806
2888 | 100 | 0 | 750.91 | 0 | 0 | 0 | 0 | 0 | 0 | 0 | 0 | 1657.47 | 25.7 | 74.3 | 0 | 0 | 1495.3399 | 3511.8456 | 74.3 | 5007.1855 | 5007.06 | 0.12554
2889 | 100 | 0 | 757.05 | 0 | 0 | 0 | 0 | 0 | 0 | 0 | 0 | 1657.47 | 0 | 125.47 | 25.47 | 0 | 1495.3399 | 4726.5755 | 100 | 6221.9154 | 6221.98 | -0.064551
2890 | 100 | 0 | 763.18 | 0 | 0 | 0 | 0 | 0 | 0 | 0 | 0 | 1657.47 | 0 | 162.81 | 62.81 | 0 | 1495.3399 | 4726.5755 | 100 | 6221.9154 | 6221.98 | -0.064551
2891 | 100 | 0 | 769.32 | 0 | 0 | 0 | 0 | 0 | 0 | 0 | 0 | 1657.47 | 0 | 186.28 | 86.28 | 0 | 1495.3399 | 4726.5755 | 100 | 6221.9154 | 6221.98 | -0.064551
2892 | 100 | 0 | 775.46 | 0 | 0 | 0 | 0 | 0 | 0 | 0 | 0 | 1657.47 | 0 | 195.34 | 95.34 | 0 | 1495.3399 | 4726.5755 | 100 | 6221.9154 | 6221.98 | -0.064551
2893 | 100 | 0 | 781.59 | 0 | 0 | 0 | 0 | 0 | 0 | 0 | 0 | 1657.47 | 0 | 191.51 | 91.51 | 0 | 1495.3399 | 4726.5755 | 100 | 6221.9154 | 6221.98 | -0.064551
2894 | 100 | 0 | 787.73 | 0 | 0 | 0 | 0 | 0 | 0 | 0 | 0 | 1657.47 | 0 | 175.18 | 75.18 | 0 | 1495.3399 | 4726.5755 | 100 | 6221.9154 | 6221.98 | -0.064551
2895 | 100 | 0 | 793.86 | 0 | 0 | 0 | 0 | 0 | 0 | 0 | 0 | 1657.47 | 0 | 153.86 | 53.86 | 0 | 1495.3399 | 4726.5755 | 100 | 6221.9154 | 6221.98 | -0.064551
2896 | 100 | 0 | 800 | 0 | 0 | 0 | 0 | 0 | 0 | 0 | 0 | 1657.47 | 0 | 122.79 | 22.79 | 0 | 1495.3399 | 4726.5755 | 100 | 6221.9154 | 6221.98 | -0.064551
2897 | 77.59 | 0 | 792.39 | 0 | 0 | 0 | 0 | 0 | 0 | 0 | 0 | 1657.47 | 0 | 77.59 | 0 | 0 | 1495.3399 | 3667.35 | 77.59 | 5162.6899 | 5162.85 | -0.16013
2898 | 27.89 | 0 | 754.27 | 0 | 0 | 0 | 0 | 0 | 0 | 0 | 0 | 1657.47 | 0 | 27.89 | 0 | 0 | 1495.3399 | 1318.2419 | 27.89 | 2813.5818 | 2813.65 | -0.068165
2899 | 31.85 | 0 | 718.58 | 0 | 0 | 0 | 0 | 0 | 0 | 0 | 0 | 1657.47 | 28.13 | 3.72 | 0 | 0 | 1495.3399 | 175.8286 | 3.72 | 1671.1685 | 1671.17 | -0.0014697
2900 | 28.13 | 0 | 680.62 | 0 | 0 | 0 | 0 | 0 | 0 | 0 | 0 | 1657.47 | 28.13 | 0 | 0 | 0 | 1495.3399 | 0 | 0 | 1495.3399 | 1495.4 | -0.060079
2901 | 28.13 | 0 | 642.65 | 0 | 0 | 0 | 0 | 0 | 0 | 0 | 0 | 1657.47 | 28.13 | 0 | 0 | 0 | 1495.3399 | 0 | 0 | 1495.3399 | 1495.4 | -0.060079
2902 | 100 | 0 | 648.79 | 0 | 0 | 0 | 0 | 0 | 0 | 0 | 0 | 1657.47 | 100 | 0 | 0 | 0 | 1495.3399 | 0 | 0 | 1495.3399 | 1495.4 | -0.060079
2903 | 100 | 0 | 654.92 | 0 | 0 | 0 | 0 | 0 | 0 | 0 | 0 | 1657.47 | 100 | 0 | 0 | 0 | 1495.3399 | 0 | 0 | 1495.3399 | 1495.4 | -0.060079
2904 | 100 | 0 | 661.06 | 0 | 0 | 0 | 0 | 0 | 0 | 0 | 0 | 1657.47 | 100 | 0 | 0 | 0 | 1495.3399 | 0 | 0 | 1495.3399 | 1495.4 | -0.060079
2905 | 100 | 0 | 667.19 | 0 | 0 | 0 | 0 | 0 | 0 | 0 | 0 | 1657.47 | 100 | 0 | 0 | 0 | 1495.3399 | 0 | 0 | 1495.3399 | 1495.4 | -0.060079
2906 | 100 | 0 | 673.33 | 0 | 0 | 0 | 0 | 0 | 0 | 0 | 0 | 1657.47 | 100 | 0 | 0 | 0 | 1495.3399 | 0 | 0 | 1495.3399 | 1495.4 | -0.060079
2907 | 100 | 0 | 679.47 | 0 | 0 | 0 | 0 | 0 | 0 | 0 | 0 | 1657.47 | 100 | 0 | 0 | 0 | 1495.3399 | 0 | 0 | 1495.3399 | 1495.4 | -0.060079
2908 | 100 | 0 | 685.6 | 0 | 0 | 0 | 0 | 0 | 0 | 0 | 0 | 1657.47 | 100 | 0 | 0 | 0 | 1495.3399 | 0 | 0 | 1495.3399 | 1495.4 | -0.060079
2909 | 100 | 0 | 691.74 | 0 | 0 | 0 | 0 | 0 | 0 | 0 | 0 | 1657.47 | 100 | 0 | 0 | 0 | 1495.3399 | 0 | 0 | 1495.3399 | 1495.4 | -0.060079
2910 | 100 | 0 | 697.88 | 0 | 0 | 0 | 0 | 0 | 0 | 0 | 0 | 1657.47 | 97.5 | 2.5 | 0 | 0 | 1495.3399 | 118.1644 | 2.5 | 1613.5043 | 1613.79 | -0.28569
2911 | 100 | 0 | 704.01 | 0 | 0 | 0 | 0 | 0 | 0 | 0 | 0 | 1657.47 | 76.56 | 23.44 | 0 | 0 | 1495.3399 | 1107.9093 | 23.44 | 2603.2492 | 2603.12 | 0.12922
2912 | 100 | 0 | 710.15 | 0 | 0 | 0 | 0 | 0 | 0 | 0 | 0 | 1657.47 | 25.64 | 74.36 | 0 | 0 | 1495.3399 | 3514.6816 | 74.36 | 5010.0215 | 5009.9 | 0.12148
2913 | 100 | 0 | 716.28 | 0 | 0 | 0 | 0 | 0 | 0 | 0 | 0 | 1657.47 | 0 | 122.91 | 22.91 | 0 | 1495.3399 | 4726.5755 | 100 | 6221.9154 | 6221.98 | -0.064551
2914 | 100 | 0 | 722.42 | 0 | 0 | 0 | 0 | 0 | 0 | 0 | 0 | 1657.47 | 0 | 159.56 | 59.56 | 0 | 1495.3399 | 4726.5755 | 100 | 6221.9154 | 6221.98 | -0.064551
2915 | 100 | 0 | 728.56 | 0 | 0 | 0 | 0 | 0 | 0 | 0 | 0 | 1657.47 | 0 | 182.11 | 82.11 | 0 | 1495.3399 | 4726.5755 | 100 | 6221.9154 | 6221.98 | -0.064551
2916 | 100 | 0 | 734.69 | 0 | 0 | 0 | 0 | 0 | 0 | 0 | 0 | 1657.47 | 0 | 192.58 | 92.58 | 0 | 1495.3399 | 4726.5755 | 100 | 6221.9154 | 6221.98 | -0.064551
2917 | 100 | 0 | 740.83 | 0 | 0 | 0 | 0 | 0 | 0 | 0 | 0 | 1657.47 | 0 | 191.47 | 91.47 | 0 | 1495.3399 | 4726.5755 | 100 | 6221.9154 | 6221.98 | -0.064551
2918 | 100 | 0 | 746.97 | 0 | 0 | 0 | 0 | 0 | 0 | 0 | 0 | 1657.47 | 0 | 179.9 | 79.9 | 0 | 1495.3399 | 4726.5755 | 100 | 6221.9154 | 6221.98 | -0.064551
2919 | 100 | 0 | 753.1 | 0 | 0 | 0 | 0 | 0 | 0 | 0 | 0 | 1657.47 | 0 | 158.68 | 58.68 | 0 | 1495.3399 | 4726.5755 | 100 | 6221.9154 | 6221.98 | -0.064551
2920 | 100 | 0 | 759.24 | 0 | 0 | 0 | 0 | 0 | 0 | 0 | 0 | 1657.47 | 0 | 114.35 | 14.35 | 0 | 1495.3399 | 4726.5755 | 100 | 6221.9154 | 6221.98 | -0.064551
2921 | 77.73 | 0 | 751.71 | 0 | 0 | 0 | 0 | 0 | 0 | 0 | 0 | 1657.47 | 0 | 77.73 | 0 | 0 | 1495.3399 | 3673.9672 | 77.73 | 5169.3071 | 5169.28 | 0.027079
2922 | 29.31 | 0 | 714.46 | 0 | 0 | 0 | 0 | 0 | 0 | 0 | 0 | 1657.47 | 0 | 29.31 | 0 | 0 | 1495.3399 | 1385.3593 | 29.31 | 2880.6992 | 2880.67 | 0.029208
2923 | 33.02 | 0 | 679.49 | 0 | 0 | 0 | 0 | 0 | 0 | 0 | 0 | 1657.47 | 28.13 | 4.89 | 0 | 0 | 1495.3399 | 231.1295 | 4.89 | 1726.4695 | 1726.3 | 0.16946
2924 | 28.13 | 0 | 641.52 | 0 | 0 | 0 | 0 | 0 | 0 | 0 | 0 | 1657.47 | 28.13 | 0 | 0 | 0 | 1495.3399 | 0 | 0 | 1495.3399 | 1495.4 | -0.060079
2925 | 28.13 | 0 | 603.56 | 0 | 0 | 0 | 0 | 0 | 0 | 0 | 0 | 1657.47 | 28.13 | 0 | 0 | 0 | 1495.3399 | 0 | 0 | 1495.3399 | 1495.4 | -0.060079
2926 | 100 | 0 | 609.69 | 0 | 0 | 0 | 0 | 0 | 0 | 0 | 0 | 1657.47 | 100 | 0 | 0 | 0 | 1495.3399 | 0 | 0 | 1495.3399 | 1495.4 | -0.060079
2927 | 100 | 0 | 615.83 | 0 | 0 | 0 | 0 | 0 | 0 | 0 | 0 | 1657.47 | 100 | 0 | 0 | 0 | 1495.3399 | 0 | 0 | 1495.3399 | 1495.4 | -0.060079
2928 | 100 | 0 | 621.96 | 0 | 0 | 0 | 0 | 0 | 0 | 0 | 0 | 1657.47 | 100 | 0 | 0 | 0 | 1495.3399 | 0 | 0 | 1495.3399 | 1495.4 | -0.060079
2929 | 100 | 0 | 628.1 | 0 | 0 | 0 | 0 | 0 | 0 | 0 | 0 | 1657.47 | 100 | 0 | 0 | 0 | 1495.3399 | 0 | 0 | 1495.3399 | 1495.4 | -0.060079
2930 | 100 | 0 | 634.24 | 0 | 0 | 0 | 0 | 0 | 0 | 0 | 0 | 1657.47 | 100 | 0 | 0 | 0 | 1495.3399 | 0 | 0 | 1495.3399 | 1495.4 | -0.060079
2931 | 100 | 0 | 640.37 | 0 | 0 | 0 | 0 | 0 | 0 | 0 | 0 | 1657.47 | 100 | 0 | 0 | 0 | 1495.3399 | 0 | 0 | 1495.3399 | 1495.4 | -0.060079
2932 | 100 | 0 | 646.51 | 0 | 0 | 0 | 0 | 0 | 0 | 0 | 0 | 1657.47 | 100 | 0 | 0 | 0 | 1495.3399 | 0 | 0 | 1495.3399 | 1495.4 | -0.060079
2933 | 100 | 0 | 652.65 | 0 | 0 | 0 | 0 | 0 | 0 | 0 | 0 | 1657.47 | 100 | 0 | 0 | 0 | 1495.3399 | 0 | 0 | 1495.3399 | 1495.4 | -0.060079
2934 | 100 | 0 | 658.78 | 0 | 0 | 0 | 0 | 0 | 0 | 0 | 0 | 1657.47 | 97.19 | 2.81 | 0 | 0 | 1495.3399 | 132.8168 | 2.81 | 1628.1567 | 1628.23 | -0.073307
2935 | 100 | 0 | 664.92 | 0 | 0 | 0 | 0 | 0 | 0 | 0 | 0 | 1657.47 | 76.34 | 23.66 | 0 | 0 | 1495.3399 | 1118.3078 | 23.66 | 2613.6477 | 2613.81 | -0.16231
2936 | 100 | 0 | 671.05 | 0 | 0 | 0 | 0 | 0 | 0 | 0 | 0 | 1657.47 | 33.03 | 66.97 | 0 | 0 | 1495.3399 | 3165.3876 | 66.97 | 4660.7276 | 4660.6 | 0.12755
2937 | 100 | 0 | 677.19 | 0 | 0 | 0 | 0 | 0 | 0 | 0 | 0 | 1657.47 | 0.5 | 99.5 | 0 | 0 | 1495.3399 | 4702.9427 | 99.5 | 6198.2826 | 6198.35 | -0.067429
2938 | 100 | 0 | 683.33 | 0 | 0 | 0 | 0 | 0 | 0 | 0 | 0 | 1657.47 | 0 | 136 | 36 | 0 | 1495.3399 | 4726.5755 | 100 | 6221.9154 | 6221.98 | -0.064551
2939 | 100 | 0 | 689.46 | 0 | 0 | 0 | 0 | 0 | 0 | 0 | 0 | 1657.47 | 0 | 164.46 | 64.46 | 0 | 1495.3399 | 4726.5755 | 100 | 6221.9154 | 6221.98 | -0.064551
2940 | 100 | 0 | 695.6 | 0 | 0 | 0 | 0 | 0 | 0 | 0 | 0 | 1657.47 | 0 | 173.47 | 73.47 | 0 | 1495.3399 | 4726.5755 | 100 | 6221.9154 | 6221.98 | -0.064551
2941 | 100 | 0 | 701.74 | 0 | 0 | 0 | 0 | 0 | 0 | 0 | 0 | 1657.47 | 0 | 159.31 | 59.31 | 0 | 1495.3399 | 4726.5755 | 100 | 6221.9154 | 6221.98 | -0.064551
2942 | 100 | 0 | 707.87 | 0 | 0 | 0 | 0 | 0 | 0 | 0 | 0 | 1657.47 | 0 | 100.23 | 0.23 | 0 | 1495.3399 | 4726.5755 | 100 | 6221.9154 | 6221.98 | -0.064551
2943 | 100 | 0 | 714.01 | 0 | 0 | 0 | 0 | 0 | 0 | 0 | 0 | 1657.47 | 0 | 104.15 | 4.15 | 0 | 1495.3399 | 4726.5755 | 100 | 6221.9154 | 6221.98 | -0.064551
2944 | 100 | 0 | 720.14 | 0 | 0 | 0 | 0 | 0 | 0 | 0 | 0 | 1657.47 | 0 | 103.69 | 3.69 | 0 | 1495.3399 | 4726.5755 | 100 | 6221.9154 | 6221.98 | -0.064551
2945 | 56.53 | 0 | 699.61 | 0 | 0 | 0 | 0 | 0 | 0 | 0 | 0 | 1657.47 | 0 | 56.53 | 0 | 0 | 1495.3399 | 2671.9331 | 56.53 | 4167.2731 | 4167.53 | -0.25693
2946 | 28.99 | 0 | 662.17 | 0 | 0 | 0 | 0 | 0 | 0 | 0 | 0 | 1657.47 | 0 | 28.99 | 0 | 0 | 1495.3399 | 1370.2342 | 28.99 | 2865.5742 | 2865.64 | -0.065834
2947 | 33.04 | 0 | 627.21 | 0 | 0 | 0 | 0 | 0 | 0 | 0 | 0 | 1657.47 | 28.13 | 4.91 | 0 | 0 | 1495.3399 | 232.0749 | 4.91 | 1727.4148 | 1727.3 | 0.11478
2948 | 28.13 | 0 | 589.24 | 0 | 0 | 0 | 0 | 0 | 0 | 0 | 0 | 1657.47 | 28.13 | 0 | 0 | 0 | 1495.3399 | 0 | 0 | 1495.3399 | 1495.4 | -0.060079
2949 | 28.13 | 0 | 551.27 | 0 | 0 | 0 | 0 | 0 | 0 | 0 | 0 | 1657.47 | 28.13 | 0 | 0 | 0 | 1495.3399 | 0 | 0 | 1495.3399 | 1495.4 | -0.060079
2950 | 100 | 0 | 557.41 | 0 | 0 | 0 | 0 | 0 | 0 | 0 | 0 | 1657.47 | 100 | 0 | 0 | 0 | 1495.3399 | 0 | 0 | 1495.3399 | 1495.4 | -0.060079
2951 | 100 | 0 | 563.55 | 0 | 0 | 0 | 0 | 0 | 0 | 0 | 0 | 1657.47 | 100 | 0 | 0 | 0 | 1495.3399 | 0 | 0 | 1495.3399 | 1495.4 | -0.060079
2952 | 100 | 0 | 569.68 | 0 | 0 | 0 | 0 | 0 | 0 | 0 | 0 | 1657.47 | 100 | 0 | 0 | 0 | 1495.3399 | 0 | 0 | 1495.3399 | 1495.4 | -0.060079
2953 | 100 | 0 | 575.82 | 0 | 0 | 0 | 0 | 0 | 0 | 0 | 0 | 1657.47 | 100 | 0 | 0 | 0 | 1495.3399 | 0 | 0 | 1495.3399 | 1495.4 | -0.060079
2954 | 100 | 0 | 581.96 | 0 | 0 | 0 | 0 | 0 | 0 | 0 | 0 | 1657.47 | 100 | 0 | 0 | 0 | 1495.3399 | 0 | 0 | 1495.3399 | 1495.4 | -0.060079
2955 | 100 | 0 | 588.09 | 0 | 0 | 0 | 0 | 0 | 0 | 0 | 0 | 1657.47 | 100 | 0 | 0 | 0 | 1495.3399 | 0 | 0 | 1495.3399 | 1495.4 | -0.060079
2956 | 100 | 0 | 594.23 | 0 | 0 | 0 | 0 | 0 | 0 | 0 | 0 | 1657.47 | 100 | 0 | 0 | 0 | 1495.3399 | 0 | 0 | 1495.3399 | 1495.4 | -0.060079
2957 | 100 | 0 | 600.36 | 0 | 0 | 0 | 0 | 0 | 0 | 0 | 0 | 1657.47 | 100 | 0 | 0 | 0 | 1495.3399 | 0 | 0 | 1495.3399 | 1495.4 | -0.060079
2958 | 100 | 0 | 606.5 | 0 | 0 | 0 | 0 | 0 | 0 | 0 | 0 | 1657.47 | 97.85 | 2.15 | 0 | 0 | 1495.3399 | 101.6214 | 2.15 | 1596.9613 | 1597.09 | -0.12871
2959 | 100 | 0 | 612.64 | 0 | 0 | 0 | 0 | 0 | 0 | 0 | 0 | 1657.47 | 77.63 | 22.37 | 0 | 0 | 1495.3399 | 1057.3349 | 22.37 | 2552.6749 | 2552.93 | -0.25513
2960 | 100 | 0 | 618.77 | 0 | 0 | 0 | 0 | 0 | 0 | 0 | 0 | 1657.47 | 38.98 | 61.02 | 0 | 0 | 1495.3399 | 2884.1564 | 61.02 | 4379.4963 | 4379.56 | -0.063692
2961 | 100 | 0 | 624.91 | 0 | 0 | 0 | 0 | 0 | 0 | 0 | 0 | 1657.47 | 0 | 109.06 | 9.06 | 0 | 1495.3399 | 4726.5755 | 100 | 6221.9154 | 6221.98 | -0.064551
2962 | 100 | 0 | 631.05 | 0 | 0 | 0 | 0 | 0 | 0 | 0 | 0 | 1657.47 | 0 | 123.69 | 23.69 | 0 | 1495.3399 | 4726.5755 | 100 | 6221.9154 | 6221.98 | -0.064551
2963 | 100 | 0 | 637.18 | 0 | 0 | 0 | 0 | 0 | 0 | 0 | 0 | 1657.47 | 0 | 127.66 | 27.66 | 0 | 1495.3399 | 4726.5755 | 100 | 6221.9154 | 6221.98 | -0.064551
2964 | 100 | 0 | 643.32 | 0 | 0 | 0 | 0 | 0 | 0 | 0 | 0 | 1657.47 | 0 | 154.96 | 54.96 | 0 | 1495.3399 | 4726.5755 | 100 | 6221.9154 | 6221.98 | -0.064551
2965 | 100 | 0 | 649.45 | 0 | 0 | 0 | 0 | 0 | 0 | 0 | 0 | 1657.47 | 0 | 172.64 | 72.64 | 0 | 1495.3399 | 4726.5755 | 100 | 6221.9154 | 6221.98 | -0.064551
2966 | 100 | 0 | 655.59 | 0 | 0 | 0 | 0 | 0 | 0 | 0 | 0 | 1657.47 | 0 | 172.32 | 72.32 | 0 | 1495.3399 | 4726.5755 | 100 | 6221.9154 | 6221.98 | -0.064551
2967 | 100 | 0 | 661.73 | 0 | 0 | 0 | 0 | 0 | 0 | 0 | 0 | 1657.47 | 0 | 141.22 | 41.22 | 0 | 1495.3399 | 4726.5755 | 100 | 6221.9154 | 6221.98 | -0.064551
2968 | 100 | 0 | 667.86 | 0 | 0 | 0 | 0 | 0 | 0 | 0 | 0 | 1657.47 | 0 | 108.42 | 8.42 | 0 | 1495.3399 | 4726.5755 | 100 | 6221.9154 | 6221.98 | -0.064551
2969 | 70.48 | 0 | 655.89 | 0 | 0 | 0 | 0 | 0 | 0 | 0 | 0 | 1657.47 | 0 | 70.48 | 0 | 0 | 1495.3399 | 3331.2904 | 70.48 | 4826.6304 | 4826.79 | -0.15965
2970 | 26.87 | 0 | 617.14 | 0 | 0 | 0 | 0 | 0 | 0 | 0 | 0 | 1657.47 | 0 | 26.87 | 0 | 0 | 1495.3399 | 1270.0308 | 26.87 | 2765.3708 | 2765.53 | -0.15923
2971 | 33.3 | 0 | 582.35 | 0 | 0 | 0 | 0 | 0 | 0 | 0 | 0 | 1657.47 | 28.13 | 5.17 | 0 | 0 | 1495.3399 | 244.364 | 5.17 | 1739.7039 | 1739.64 | 0.063875
2972 | 28.13 | 0 | 544.38 | 0 | 0 | 0 | 0 | 0 | 0 | 0 | 0 | 1657.47 | 28.13 | 0 | 0 | 0 | 1495.3399 | 0 | 0 | 1495.3399 | 1495.4 | -0.060079
2973 | 28.13 | 0 | 506.41 | 0 | 0 | 0 | 0 | 0 | 0 | 0 | 0 | 1657.47 | 28.13 | 0 | 0 | 0 | 1495.3399 | 0 | 0 | 1495.3399 | 1495.4 | -0.060079
2974 | 100 | 0 | 512.55 | 0 | 0 | 0 | 0 | 0 | 0 | 0 | 0 | 1657.47 | 100 | 0 | 0 | 0 | 1495.3399 | 0 | 0 | 1495.3399 | 1495.4 | -0.060079
2975 | 100 | 0 | 518.69 | 0 | 0 | 0 | 0 | 0 | 0 | 0 | 0 | 1657.47 | 100 | 0 | 0 | 0 | 1495.3399 | 0 | 0 | 1495.3399 | 1495.4 | -0.060079
2976 | 100 | 0 | 524.82 | 0 | 0 | 0 | 0 | 0 | 0 | 0 | 0 | 1657.47 | 100 | 0 | 0 | 0 | 1495.3399 | 0 | 0 | 1495.3399 | 1495.4 | -0.060079
2977 | 100 | 0 | 530.96 | 0 | 0 | 0 | 0 | 0 | 0 | 0 | 0 | 1657.47 | 100 | 0 | 0 | 0 | 1495.3399 | 0 | 0 | 1495.3399 | 1495.4 | -0.060079
2978 | 100 | 0 | 537.09 | 0 | 0 | 0 | 0 | 0 | 0 | 0 | 0 | 1657.47 | 100 | 0 | 0 | 0 | 1495.3399 | 0 | 0 | 1495.3399 | 1495.4 | -0.060079
2979 | 100 | 0 | 543.23 | 0 | 0 | 0 | 0 | 0 | 0 | 0 | 0 | 1657.47 | 100 | 0 | 0 | 0 | 1495.3399 | 0 | 0 | 1495.3399 | 1495.4 | -0.060079
2980 | 100 | 0 | 549.37 | 0 | 0 | 0 | 0 | 0 | 0 | 0 | 0 | 1657.47 | 100 | 0 | 0 | 0 | 1495.3399 | 0 | 0 | 1495.3399 | 1495.4 | -0.060079
2981 | 100 | 0 | 555.5 | 0 | 0 | 0 | 0 | 0 | 0 | 0 | 0 | 1657.47 | 100 | 0 | 0 | 0 | 1495.3399 | 0 | 0 | 1495.3399 | 1495.4 | -0.060079
2982 | 100 | 0 | 561.64 | 0 | 0 | 0 | 0 | 0 | 0 | 0 | 0 | 1657.47 | 96.62 | 3.38 | 0 | 0 | 1495.3399 | 159.7583 | 3.38 | 1655.0982 | 1655 | 0.098173
2983 | 100 | 0 | 567.78 | 0 | 0 | 0 | 0 | 0 | 0 | 0 | 0 | 1657.47 | 74.42 | 25.58 | 0 | 0 | 1495.3399 | 1209.058 | 25.58 | 2704.3979 | 2704.27 | 0.12794
2984 | 100 | 0 | 573.91 | 0 | 0 | 0 | 0 | 0 | 0 | 0 | 0 | 1657.47 | 37.78 | 62.22 | 0 | 0 | 1495.3399 | 2940.8753 | 62.22 | 4436.2152 | 4436.47 | -0.25479
2985 | 100 | 0 | 580.05 | 0 | 0 | 0 | 0 | 0 | 0 | 0 | 0 | 1657.47 | 0 | 109.81 | 9.81 | 0 | 1495.3399 | 4726.5755 | 100 | 6221.9154 | 6221.98 | -0.064551
2986 | 38.6 | 0 | 548.5 | 0 | 0 | 0 | 0 | 0 | 0 | 0 | 0 | 1657.47 | 28.13 | 10.47 | 0 | 0 | 1495.3399 | 494.8725 | 10.47 | 1990.2124 | 1990.12 | 0.092378
2987 | 42.26 | 0 | 519.21 | 0 | 0 | 0 | 0 | 0 | 0 | 0 | 0 | 1657.47 | 28.13 | 14.13 | 0 | 0 | 1495.3399 | 667.8651 | 14.13 | 2163.205 | 2163.38 | -0.17496
2988 | 100 | 0 | 525.34 | 0 | 0 | 0 | 0 | 0 | 0 | 0 | 0 | 1657.47 | 17.8 | 82.2 | 0 | 0 | 1495.3399 | 3885.2451 | 82.2 | 5380.585 | 5380.55 | 0.035005
2989 | 100 | 0 | 531.48 | 0 | 0 | 0 | 0 | 0 | 0 | 0 | 0 | 1657.47 | 0 | 110.7 | 10.7 | 0 | 1495.3399 | 4726.5755 | 100 | 6221.9154 | 6221.98 | -0.064551
2990 | 28.83 | 0 | 493.94 | 0 | 0 | 0 | 0 | 0 | 0 | 0 | 0 | 1657.47 | 0 | 28.83 | 0 | 0 | 1495.3399 | 1362.6717 | 28.83 | 2858.0116 | 2858.26 | -0.24835
2991 | 82.14 | 0 | 489.12 | 0 | 0 | 0 | 0 | 0 | 0 | 0 | 0 | 1657.47 | 0 | 82.14 | 0 | 0 | 1495.3399 | 3882.4091 | 82.14 | 5377.7491 | 5377.72 | 0.02906
2992 | 23.21 | 0 | 448.13 | 0 | 0 | 0 | 0 | 0 | 0 | 0 | 0 | 1657.47 | 0 | 23.21 | 0 | 0 | 1495.3399 | 1097.0382 | 23.21 | 2592.3781 | 2592.63 | -0.2519
2993 | 2.5 | 0 | 394.44 | 0 | 0 | 0 | 0 | 0 | 0 | 0 | 0 | 1657.47 | 0 | 2.5 | 0 | 0 | 1495.3399 | 118.1644 | 2.5 | 1613.5043 | 1613.51 | -0.0056912
2994 | 0.65 | 0 | 339.6 | 0 | 0 | 0 | 0 | 0 | 0 | 0 | 0 | 1657.47 | 0 | 0.65 | 0 | 0 | 1495.3399 | 30.7227 | 0.65 | 1526.0627 | 1525.93 | 0.13266
2995 | 28.13 | 0 | 301.64 | 0 | 0 | 0 | 0 | 0 | 0 | 0 | 0 | 1657.47 | 28.13 | 0 | 0 | 0 | 1495.3399 | 0 | 0 | 1495.3399 | 1495.4 | -0.060079
2996 | 28.13 | 0 | 263.67 | 0 | 0 | 0 | 0 | 0 | 0 | 0 | 0 | 1657.47 | 28.13 | 0 | 0 | 0 | 1495.3399 | 0 | 0 | 1495.3399 | 1495.4 | -0.060079
2997 | 28.13 | 0 | 225.7 | 0 | 0 | 0 | 0 | 0 | 0 | 0 | 0 | 1657.47 | 28.13 | 0 | 0 | 0 | 1495.3399 | 0 | 0 | 1495.3399 | 1495.4 | -0.060079
2998 | 100 | 0 | 231.84 | 0 | 0 | 0 | 0 | 0 | 0 | 0 | 0 | 1657.47 | 100 | 0 | 0 | 0 | 1495.3399 | 0 | 0 | 1495.3399 | 1495.4 | -0.060079
2999 | 100 | 0 | 237.97 | 0 | 0 | 0 | 0 | 0 | 0 | 0 | 0 | 1657.47 | 100 | 0 | 0 | 0 | 1495.3399 | 0 | 0 | 1495.3399 | 1495.4 | -0.060079
3000 | 100 | 0 | 244.11 | 0 | 0 | 0 | 0 | 0 | 0 | 0 | 0 | 1657.47 | 100 | 0 | 0 | 0 | 1495.3399 | 0 | 0 | 1495.3399 | 1495.4 | -0.060079
3001 | 100 | 0 | 250.25 | 0 | 0 | 0 | 0 | 0 | 0 | 0 | 0 | 1657.47 | 100 | 0 | 0 | 0 | 1495.3399 | 0 | 0 | 1495.3399 | 1495.4 | -0.060079
3002 | 100 | 0 | 256.38 | 0 | 0 | 0 | 0 | 0 | 0 | 0 | 0 | 1657.47 | 100 | 0 | 0 | 0 | 1495.3399 | 0 | 0 | 1495.3399 | 1495.4 | -0.060079
3003 | 100 | 0 | 262.52 | 0 | 0 | 0 | 0 | 0 | 0 | 0 | 0 | 1657.47 | 100 | 0 | 0 | 0 | 1495.3399 | 0 | 0 | 1495.3399 | 1495.4 | -0.060079
3004 | 100 | 0 | 268.65 | 0 | 0 | 0 | 0 | 0 | 0 | 0 | 0 | 1657.47 | 100 | 0 | 0 | 0 | 1495.3399 | 0 | 0 | 1495.3399 | 1495.4 | -0.060079
3005 | 100 | 0 | 274.79 | 0 | 0 | 0 | 0 | 0 | 0 | 0 | 0 | 1657.47 | 100 | 0 | 0 | 0 | 1495.3399 | 0 | 0 | 1495.3399 | 1495.4 | -0.060079
3006 | 100 | 0 | 280.93 | 0 | 0 | 0 | 0 | 0 | 0 | 0 | 0 | 1657.47 | 100 | 0 | 0 | 0 | 1495.3399 | 0 | 0 | 1495.3399 | 1495.4 | -0.060079
3007 | 100 | 0 | 287.06 | 0 | 0 | 0 | 0 | 0 | 0 | 0 | 0 | 1657.47 | 99.74 | 0.26 | 0 | 0 | 1495.3399 | 12.2891 | 0.26 | 1507.629 | 1507.55 | 0.079017
3008 | 100 | 0 | 293.2 | 0 | 0 | 0 | 0 | 0 | 0 | 0 | 0 | 1657.47 | 99.54 | 0.46 | 0 | 0 | 1495.3399 | 21.7422 | 0.46 | 1517.0822 | 1517.33 | -0.24783
3009 | 100 | 0 | 299.34 | 0 | 0 | 0 | 0 | 0 | 0 | 0 | 0 | 1657.47 | 66.77 | 33.23 | 0 | 0 | 1495.3399 | 1570.641 | 33.23 | 3065.981 | 3066.14 | -0.15903
3010 | 100 | 0 | 305.47 | 0 | 0 | 0 | 0 | 0 | 0 | 0 | 0 | 1657.47 | 48.44 | 51.56 | 0 | 0 | 1495.3399 | 2437.0223 | 51.56 | 3932.3623 | 3932.61 | -0.24774
3011 | 100 | 0 | 311.61 | 0 | 0 | 0 | 0 | 0 | 0 | 0 | 0 | 1657.47 | 28.72 | 71.28 | 0 | 0 | 1495.3399 | 3369.103 | 71.28 | 4864.443 | 4864.7 | -0.25704
3012 | 100 | 0 | 317.74 | 0 | 0 | 0 | 0 | 0 | 0 | 0 | 0 | 1657.47 | 43.87 | 56.13 | 0 | 0 | 1495.3399 | 2653.0268 | 56.13 | 4148.3668 | 4148.62 | -0.25324
3013 | 100 | 0 | 323.88 | 0 | 0 | 0 | 0 | 0 | 0 | 0 | 0 | 1657.47 | 0 | 141.29 | 41.29 | 0 | 1495.3399 | 4726.5755 | 100 | 6221.9154 | 6221.98 | -0.064551
3014 | 100 | 0 | 330.02 | 0 | 0 | 0 | 0 | 0 | 0 | 0 | 0 | 1657.47 | 0 | 106.69 | 6.69 | 0 | 1495.3399 | 4726.5755 | 100 | 6221.9154 | 6221.98 | -0.064551
3015 | 100 | 0 | 336.15 | 0 | 0 | 0 | 0 | 0 | 0 | 0 | 0 | 1657.47 | 0 | 136.43 | 36.43 | 0 | 1495.3399 | 4726.5755 | 100 | 6221.9154 | 6221.98 | -0.064551
3016 | 100 | 0 | 342.29 | 0 | 0 | 0 | 0 | 0 | 0 | 0 | 0 | 1657.47 | 0 | 106.06 | 6.06 | 0 | 1495.3399 | 4726.5755 | 100 | 6221.9154 | 6221.98 | -0.064551
3017 | 100 | 0 | 348.43 | 0 | 0 | 0 | 0 | 0 | 0 | 0 | 0 | 1657.47 | 21.38 | 78.62 | 0 | 0 | 1495.3399 | 3716.0337 | 78.62 | 5211.3736 | 5211.34 | 0.033601
3018 | 100 | 0 | 354.56 | 0 | 0 | 0 | 0 | 0 | 0 | 0 | 0 | 1657.47 | 73.62 | 26.38 | 0 | 0 | 1495.3399 | 1246.8706 | 26.38 | 2742.2105 | 2742.08 | 0.13055
3019 | 100 | 0 | 360.7 | 0 | 0 | 0 | 0 | 0 | 0 | 0 | 0 | 1657.47 | 94.59 | 5.41 | 0 | 0 | 1495.3399 | 255.7077 | 5.41 | 1751.0477 | 1751.12 | -0.072343
3020 | 100 | 0 | 366.83 | 0 | 0 | 0 | 0 | 0 | 0 | 0 | 0 | 1657.47 | 100 | 0 | 0 | 0 | 1495.3399 | 0 | 0 | 1495.3399 | 1495.4 | -0.060079
3021 | 100 | 0 | 372.97 | 0 | 0 | 0 | 0 | 0 | 0 | 0 | 0 | 1657.47 | 100 | 0 | 0 | 0 | 1495.3399 | 0 | 0 | 1495.3399 | 1495.4 | -0.060079
3022 | 100 | 0 | 379.11 | 0 | 0 | 0 | 0 | 0 | 0 | 0 | 0 | 1657.47 | 100 | 0 | 0 | 0 | 1495.3399 | 0 | 0 | 1495.3399 | 1495.4 | -0.060079
3023 | 100 | 0 | 385.24 | 0 | 0 | 0 | 0 | 0 | 0 | 0 | 0 | 1657.47 | 100 | 0 | 0 | 0 | 1495.3399 | 0 | 0 | 1495.3399 | 1495.4 | -0.060079
3024 | 100 | 0 | 391.38 | 0 | 0 | 0 | 0 | 0 | 0 | 0 | 0 | 1657.47 | 100 | 0 | 0 | 0 | 1495.3399 | 0 | 0 | 1495.3399 | 1495.4 | -0.060079
3025 | 100 | 0 | 397.52 | 0 | 0 | 0 | 0 | 0 | 0 | 0 | 0 | 1657.47 | 100 | 0 | 0 | 0 | 1495.3399 | 0 | 0 | 1495.3399 | 1495.4 | -0.060079
3026 | 100 | 0 | 403.65 | 0 | 0 | 0 | 0 | 0 | 0 | 0 | 0 | 1657.47 | 100 | 0 | 0 | 0 | 1495.3399 | 0 | 0 | 1495.3399 | 1495.4 | -0.060079
3027 | 100 | 0 | 409.79 | 0 | 0 | 0 | 0 | 0 | 0 | 0 | 0 | 1657.47 | 100 | 0 | 0 | 0 | 1495.3399 | 0 | 0 | 1495.3399 | 1495.4 | -0.060079
3028 | 100 | 0 | 415.92 | 0 | 0 | 0 | 0 | 0 | 0 | 0 | 0 | 1657.47 | 100 | 0 | 0 | 0 | 1495.3399 | 0 | 0 | 1495.3399 | 1495.4 | -0.060079
3029 | 100 | 0 | 422.06 | 0 | 0 | 0 | 0 | 0 | 0 | 0 | 0 | 1657.47 | 100 | 0 | 0 | 0 | 1495.3399 | 0 | 0 | 1495.3399 | 1495.4 | -0.060079
3030 | 100 | 0 | 428.2 | 0 | 0 | 0 | 0 | 0 | 0 | 0 | 0 | 1657.47 | 97.17 | 2.83 | 0 | 0 | 1495.3399 | 133.7621 | 2.83 | 1629.102 | 1629.29 | -0.18799
3031 | 100 | 0 | 434.33 | 0 | 0 | 0 | 0 | 0 | 0 | 0 | 0 | 1657.47 | 79.04 | 20.96 | 0 | 0 | 1495.3399 | 990.6902 | 20.96 | 2486.0302 | 2486.28 | -0.24985
3032 | 100 | 0 | 440.47 | 0 | 0 | 0 | 0 | 0 | 0 | 0 | 0 | 1657.47 | 54.14 | 45.86 | 0 | 0 | 1495.3399 | 2167.6075 | 45.86 | 3662.9475 | 3663.2 | -0.25254
3033 | 100 | 0 | 446.61 | 0 | 0 | 0 | 0 | 0 | 0 | 0 | 0 | 1657.47 | 81.7 | 18.3 | 0 | 0 | 1495.3399 | 864.9633 | 18.3 | 2360.3032 | 2360.24 | 0.063242
3034 | 100 | 0 | 452.74 | 0 | 0 | 0 | 0 | 0 | 0 | 0 | 0 | 1657.47 | 81.71 | 18.29 | 0 | 0 | 1495.3399 | 864.4907 | 18.29 | 2359.8306 | 2360.1 | -0.26942
3035 | 100 | 0 | 458.88 | 0 | 0 | 0 | 0 | 0 | 0 | 0 | 0 | 1657.47 | 36.29 | 63.71 | 0 | 0 | 1495.3399 | 3011.3013 | 63.71 | 4506.6412 | 4506.7 | -0.05881
3036 | 100 | 0 | 465.01 | 0 | 0 | 0 | 0 | 0 | 0 | 0 | 0 | 1657.47 | 81.42 | 18.58 | 0 | 0 | 1495.3399 | 878.1977 | 18.58 | 2373.5377 | 2373.4 | 0.13765
3037 | 100 | 0 | 471.15 | 0 | 0 | 0 | 0 | 0 | 0 | 0 | 0 | 1657.47 | 69.32 | 30.68 | 0 | 0 | 1495.3399 | 1450.1134 | 30.68 | 2945.4533 | 2945.33 | 0.12329
3038 | 100 | 0 | 477.29 | 0 | 0 | 0 | 0 | 0 | 0 | 0 | 0 | 1657.47 | 52.36 | 47.64 | 0 | 0 | 1495.3399 | 2251.7406 | 47.64 | 3747.0805 | 3747.14 | -0.059498
3039 | 100 | 0 | 483.42 | 0 | 0 | 0 | 0 | 0 | 0 | 0 | 0 | 1657.47 | 64.65 | 35.35 | 0 | 0 | 1495.3399 | 1670.8444 | 35.35 | 3166.1844 | 3166.25 | -0.06563
3040 | 100 | 0 | 489.56 | 0 | 0 | 0 | 0 | 0 | 0 | 0 | 0 | 1657.47 | 43.59 | 56.41 | 0 | 0 | 1495.3399 | 2666.2613 | 56.41 | 4161.6012 | 4161.76 | -0.15882
3041 | 100 | 0 | 495.7 | 0 | 0 | 0 | 0 | 0 | 0 | 0 | 0 | 1657.47 | 63.2 | 36.8 | 0 | 0 | 1495.3399 | 1739.3798 | 36.8 | 3234.7197 | 3234.69 | 0.029715
3042 | 100 | 0 | 501.83 | 0 | 0 | 0 | 0 | 0 | 0 | 0 | 0 | 1657.47 | 79.73 | 20.27 | 0 | 0 | 1495.3399 | 958.0769 | 20.27 | 2453.4168 | 2453.39 | 0.02678
3043 | 100 | 0 | 507.97 | 0 | 0 | 0 | 0 | 0 | 0 | 0 | 0 | 1657.47 | 96.18 | 3.82 | 0 | 0 | 1495.3399 | 180.5552 | 3.82 | 1675.8951 | 1675.97 | -0.074894
3044 | 100 | 0 | 514.1 | 0 | 0 | 0 | 0 | 0 | 0 | 0 | 0 | 1657.47 | 100 | 0 | 0 | 0 | 1495.3399 | 0 | 0 | 1495.3399 | 1495.4 | -0.060079
3045 | 100 | 0 | 520.24 | 0 | 0 | 0 | 0 | 0 | 0 | 0 | 0 | 1657.47 | 100 | 0 | 0 | 0 | 1495.3399 | 0 | 0 | 1495.3399 | 1495.4 | -0.060079
3046 | 100 | 0 | 526.38 | 0 | 0 | 0 | 0 | 0 | 0 | 0 | 0 | 1657.47 | 100 | 0 | 0 | 0 | 1495.3399 | 0 | 0 | 1495.3399 | 1495.4 | -0.060079
3047 | 100 | 0 | 532.51 | 0 | 0 | 0 | 0 | 0 | 0 | 0 | 0 | 1657.47 | 100 | 0 | 0 | 0 | 1495.3399 | 0 | 0 | 1495.3399 | 1495.4 | -0.060079
3048 | 100 | 0 | 538.65 | 0 | 0 | 0 | 0 | 0 | 0 | 0 | 0 | 1657.47 | 100 | 0 | 0 | 0 | 1495.3399 | 0 | 0 | 1495.3399 | 1495.4 | -0.060079
3049 | 100 | 0 | 544.79 | 0 | 0 | 0 | 0 | 0 | 0 | 0 | 0 | 1657.47 | 100 | 0 | 0 | 0 | 1495.3399 | 0 | 0 | 1495.3399 | 1495.4 | -0.060079
3050 | 100 | 0 | 550.92 | 0 | 0 | 0 | 0 | 0 | 0 | 0 | 0 | 1657.47 | 100 | 0 | 0 | 0 | 1495.3399 | 0 | 0 | 1495.3399 | 1495.4 | -0.060079
3051 | 100 | 0 | 557.06 | 0 | 0 | 0 | 0 | 0 | 0 | 0 | 0 | 1657.47 | 100 | 0 | 0 | 0 | 1495.3399 | 0 | 0 | 1495.3399 | 1495.4 | -0.060079
3052 | 100 | 0 | 563.19 | 0 | 0 | 0 | 0 | 0 | 0 | 0 | 0 | 1657.47 | 100 | 0 | 0 | 0 | 1495.3399 | 0 | 0 | 1495.3399 | 1495.4 | -0.060079
3053 | 100 | 0 | 569.33 | 0 | 0 | 0 | 0 | 0 | 0 | 0 | 0 | 1657.47 | 100 | 0 | 0 | 0 | 1495.3399 | 0 | 0 | 1495.3399 | 1495.4 | -0.060079
3054 | 100 | 0 | 575.47 | 0 | 0 | 0 | 0 | 0 | 0 | 0 | 0 | 1657.47 | 99.73 | 0.27 | 0 | 0 | 1495.3399 | 12.7618 | 0.27 | 1508.1017 | 1508.16 | -0.058325
3055 | 100 | 0 | 581.6 | 0 | 0 | 0 | 0 | 0 | 0 | 0 | 0 | 1657.47 | 92.98 | 7.02 | 0 | 0 | 1495.3399 | 331.8056 | 7.02 | 1827.1455 | 1827.06 | 0.085523
3056 | 100 | 0 | 587.74 | 0 | 0 | 0 | 0 | 0 | 0 | 0 | 0 | 1657.47 | 63.62 | 36.38 | 0 | 0 | 1495.3399 | 1719.5282 | 36.38 | 3214.8681 | 3214.74 | 0.1281
3057 | 70.16 | 0 | 575.57 | 0 | 0 | 0 | 0 | 0 | 0 | 0 | 0 | 1657.47 | 28.13 | 42.03 | 0 | 0 | 1495.3399 | 1986.5797 | 42.03 | 3481.9196 | 3482.08 | -0.16038
3058 | 72.49 | 0 | 564.82 | 0 | 0 | 0 | 0 | 0 | 0 | 0 | 0 | 1657.47 | 28.13 | 44.36 | 0 | 0 | 1495.3399 | 2096.7089 | 44.36 | 3592.0488 | 3591.92 | 0.12882
3059 | 100 | 0 | 570.95 | 0 | 0 | 0 | 0 | 0 | 0 | 0 | 0 | 1657.47 | 1.36 | 98.64 | 0 | 0 | 1495.3399 | 4662.2941 | 98.64 | 6157.634 | 6157.7 | -0.065978
3060 | 100 | 0 | 577.09 | 0 | 0 | 0 | 0 | 0 | 0 | 0 | 0 | 1657.47 | 9.3 | 90.7 | 0 | 0 | 1495.3399 | 4287.004 | 90.7 | 5782.3439 | 5782.31 | 0.033925
3061 | 26.93 | 0 | 538.38 | 0 | 0 | 0 | 0 | 0 | 0 | 0 | 0 | 1657.47 | 0 | 26.93 | 0 | 0 | 1495.3399 | 1272.8668 | 26.93 | 2768.2067 | 2768.18 | 0.02671
3062 | 27.17 | 0 | 499.82 | 0 | 0 | 0 | 0 | 0 | 0 | 0 | 0 | 1657.47 | 0 | 27.17 | 0 | 0 | 1495.3399 | 1284.2106 | 27.17 | 2779.5505 | 2779.42 | 0.13049
3063 | 100 | 0 | 505.96 | 0 | 0 | 0 | 0 | 0 | 0 | 0 | 0 | 1657.47 | 0 | 116.42 | 16.42 | 0 | 1495.3399 | 4726.5755 | 100 | 6221.9154 | 6221.98 | -0.064551
3064 | 100 | 0 | 512.1 | 0 | 0 | 0 | 0 | 0 | 0 | 0 | 0 | 1657.47 | 0 | 128.46 | 28.46 | 0 | 1495.3399 | 4726.5755 | 100 | 6221.9154 | 6221.98 | -0.064551
3065 | 80.08 | 0 | 506.01 | 0 | 0 | 0 | 0 | 0 | 0 | 0 | 0 | 1657.47 | 0 | 80.08 | 0 | 0 | 1495.3399 | 3785.0417 | 80.08 | 5280.3816 | 5280.45 | -0.068396
3066 | 28.99 | 0 | 468.57 | 0 | 0 | 0 | 0 | 0 | 0 | 0 | 0 | 1657.47 | 0 | 28.99 | 0 | 0 | 1495.3399 | 1370.2342 | 28.99 | 2865.5742 | 2865.54 | 0.034166
3067 | 32.61 | 0 | 433.35 | 0 | 0 | 0 | 0 | 0 | 0 | 0 | 0 | 1657.47 | 28.13 | 4.48 | 0 | 0 | 1495.3399 | 211.7506 | 4.48 | 1707.0905 | 1707.34 | -0.2495
3068 | 28.13 | 0 | 395.38 | 0 | 0 | 0 | 0 | 0 | 0 | 0 | 0 | 1657.47 | 28.13 | 0 | 0 | 0 | 1495.3399 | 0 | 0 | 1495.3399 | 1495.4 | -0.060079
3069 | 28.13 | 0 | 357.42 | 0 | 0 | 0 | 0 | 0 | 0 | 0 | 0 | 1657.47 | 28.13 | 0 | 0 | 0 | 1495.3399 | 0 | 0 | 1495.3399 | 1495.4 | -0.060079
3070 | 100 | 0 | 363.55 | 0 | 0 | 0 | 0 | 0 | 0 | 0 | 0 | 1657.47 | 100 | 0 | 0 | 0 | 1495.3399 | 0 | 0 | 1495.3399 | 1495.4 | -0.060079
3071 | 100 | 0 | 369.69 | 0 | 0 | 0 | 0 | 0 | 0 | 0 | 0 | 1657.47 | 100 | 0 | 0 | 0 | 1495.3399 | 0 | 0 | 1495.3399 | 1495.4 | -0.060079
3072 | 100 | 0 | 375.82 | 0 | 0 | 0 | 0 | 0 | 0 | 0 | 0 | 1657.47 | 100 | 0 | 0 | 0 | 1495.3399 | 0 | 0 | 1495.3399 | 1495.4 | -0.060079
3073 | 100 | 0 | 381.96 | 0 | 0 | 0 | 0 | 0 | 0 | 0 | 0 | 1657.47 | 100 | 0 | 0 | 0 | 1495.3399 | 0 | 0 | 1495.3399 | 1495.4 | -0.060079
3074 | 100 | 0 | 388.1 | 0 | 0 | 0 | 0 | 0 | 0 | 0 | 0 | 1657.47 | 100 | 0 | 0 | 0 | 1495.3399 | 0 | 0 | 1495.3399 | 1495.4 | -0.060079
3075 | 100 | 0 | 394.23 | 0 | 0 | 0 | 0 | 0 | 0 | 0 | 0 | 1657.47 | 100 | 0 | 0 | 0 | 1495.3399 | 0 | 0 | 1495.3399 | 1495.4 | -0.060079
3076 | 100 | 0 | 400.37 | 0 | 0 | 0 | 0 | 0 | 0 | 0 | 0 | 1657.47 | 100 | 0 | 0 | 0 | 1495.3399 | 0 | 0 | 1495.3399 | 1495.4 | -0.060079
3077 | 100 | 0 | 406.51 | 0 | 0 | 0 | 0 | 0 | 0 | 0 | 0 | 1657.47 | 100 | 0 | 0 | 0 | 1495.3399 | 0 | 0 | 1495.3399 | 1495.4 | -0.060079
3078 | 100 | 0 | 412.64 | 0 | 0 | 0 | 0 | 0 | 0 | 0 | 0 | 1657.47 | 95.83 | 4.17 | 0 | 0 | 1495.3399 | 197.0982 | 4.17 | 1692.4381 | 1692.29 | 0.14812
3079 | 100 | 0 | 418.78 | 0 | 0 | 0 | 0 | 0 | 0 | 0 | 0 | 1657.47 | 74.29 | 25.71 | 0 | 0 | 1495.3399 | 1215.2026 | 25.71 | 2710.5425 | 2710.79 | -0.24751
3080 | 100 | 0 | 424.91 | 0 | 0 | 0 | 0 | 0 | 0 | 0 | 0 | 1657.47 | 24.65 | 75.35 | 0 | 0 | 1495.3399 | 3561.4747 | 75.35 | 5056.8146 | 5056.88 | -0.065419
3081 | 100 | 0 | 431.05 | 0 | 0 | 0 | 0 | 0 | 0 | 0 | 0 | 1657.47 | 0 | 124.98 | 24.98 | 0 | 1495.3399 | 4726.5755 | 100 | 6221.9154 | 6221.98 | -0.064551
3082 | 100 | 0 | 437.19 | 0 | 0 | 0 | 0 | 0 | 0 | 0 | 0 | 1657.47 | 0 | 164.9 | 64.9 | 0 | 1495.3399 | 4726.5755 | 100 | 6221.9154 | 6221.98 | -0.064551
3083 | 100 | 0 | 443.32 | 0 | 0 | 0 | 0 | 0 | 0 | 0 | 0 | 1657.47 | 0 | 192.44 | 92.44 | 0 | 1495.3399 | 4726.5755 | 100 | 6221.9154 | 6221.98 | -0.064551
3084 | 100 | 0 | 449.46 | 0 | 0 | 0 | 0 | 0 | 0 | 0 | 0 | 1657.47 | 0 | 200 | 100 | 0 | 1495.3399 | 4726.5755 | 100 | 6221.9154 | 6221.98 | -0.064551
3085 | 100 | 0 | 455.6 | 0 | 0 | 0 | 0 | 0 | 0 | 0 | 0 | 1657.47 | 0 | 200 | 100 | 0 | 1495.3399 | 4726.5755 | 100 | 6221.9154 | 6221.98 | -0.064551
3086 | 100 | 0 | 461.73 | 0 | 0 | 0 | 0 | 0 | 0 | 0 | 0 | 1657.47 | 0 | 194.3 | 94.3 | 0 | 1495.3399 | 4726.5755 | 100 | 6221.9154 | 6221.98 | -0.064551
3087 | 100 | 0 | 467.87 | 0 | 0 | 0 | 0 | 0 | 0 | 0 | 0 | 1657.47 | 0 | 168.7 | 68.7 | 0 | 1495.3399 | 4726.5755 | 100 | 6221.9154 | 6221.98 | -0.064551
3088 | 100 | 0 | 474 | 0 | 0 | 0 | 0 | 0 | 0 | 0 | 0 | 1657.47 | 0 | 130.75 | 30.75 | 0 | 1495.3399 | 4726.5755 | 100 | 6221.9154 | 6221.98 | -0.064551
3089 | 81.57 | 0 | 468.83 | 0 | 0 | 0 | 0 | 0 | 0 | 0 | 0 | 1657.47 | 0 | 81.57 | 0 | 0 | 1495.3399 | 3855.4677 | 81.57 | 5350.8076 | 5350.87 | -0.062421
3090 | 30.24 | 0 | 432.16 | 0 | 0 | 0 | 0 | 0 | 0 | 0 | 0 | 1657.47 | 0 | 30.24 | 0 | 0 | 1495.3399 | 1429.3164 | 30.24 | 2924.6564 | 2924.63 | 0.02636
3091 | 33.16 | 0 | 397.27 | 0 | 0 | 0 | 0 | 0 | 0 | 0 | 0 | 1657.47 | 28.13 | 5.03 | 0 | 0 | 1495.3399 | 237.7467 | 5.03 | 1733.0867 | 1733.09 | -0.0033303
3092 | 28.13 | 0 | 359.31 | 0 | 0 | 0 | 0 | 0 | 0 | 0 | 0 | 1657.47 | 28.13 | 0 | 0 | 0 | 1495.3399 | 0 | 0 | 1495.3399 | 1495.4 | -0.060079
3093 | 28.13 | 0 | 321.34 | 0 | 0 | 0 | 0 | 0 | 0 | 0 | 0 | 1657.47 | 28.13 | 0 | 0 | 0 | 1495.3399 | 0 | 0 | 1495.3399 | 1495.4 | -0.060079
3094 | 100 | 0 | 327.48 | 0 | 0 | 0 | 0 | 0 | 0 | 0 | 0 | 1657.47 | 100 | 0 | 0 | 0 | 1495.3399 | 0 | 0 | 1495.3399 | 1495.4 | -0.060079
3095 | 100 | 0 | 333.61 | 0 | 0 | 0 | 0 | 0 | 0 | 0 | 0 | 1657.47 | 100 | 0 | 0 | 0 | 1495.3399 | 0 | 0 | 1495.3399 | 1495.4 | -0.060079
3096 | 100 | 0 | 339.75 | 0 | 0 | 0 | 0 | 0 | 0 | 0 | 0 | 1657.47 | 100 | 0 | 0 | 0 | 1495.3399 | 0 | 0 | 1495.3399 | 1495.4 | -0.060079
3097 | 100 | 0 | 345.88 | 0 | 0 | 0 | 0 | 0 | 0 | 0 | 0 | 1657.47 | 100 | 0 | 0 | 0 | 1495.3399 | 0 | 0 | 1495.3399 | 1495.4 | -0.060079
3098 | 100 | 0 | 352.02 | 0 | 0 | 0 | 0 | 0 | 0 | 0 | 0 | 1657.47 | 100 | 0 | 0 | 0 | 1495.3399 | 0 | 0 | 1495.3399 | 1495.4 | -0.060079
3099 | 100 | 0 | 358.16 | 0 | 0 | 0 | 0 | 0 | 0 | 0 | 0 | 1657.47 | 100 | 0 | 0 | 0 | 1495.3399 | 0 | 0 | 1495.3399 | 1495.4 | -0.060079
3100 | 100 | 0 | 364.29 | 0 | 0 | 0 | 0 | 0 | 0 | 0 | 0 | 1657.47 | 100 | 0 | 0 | 0 | 1495.3399 | 0 | 0 | 1495.3399 | 1495.4 | -0.060079
3101 | 100 | 0 | 370.43 | 0 | 0 | 0 | 0 | 0 | 0 | 0 | 0 | 1657.47 | 100 | 0 | 0 | 0 | 1495.3399 | 0 | 0 | 1495.3399 | 1495.4 | -0.060079
3102 | 100 | 0 | 376.57 | 0 | 0 | 0 | 0 | 0 | 0 | 0 | 0 | 1657.47 | 96.09 | 3.91 | 0 | 0 | 1495.3399 | 184.8091 | 3.91 | 1680.149 | 1680.04 | 0.10902
3103 | 100 | 0 | 382.7 | 0 | 0 | 0 | 0 | 0 | 0 | 0 | 0 | 1657.47 | 75.16 | 24.84 | 0 | 0 | 1495.3399 | 1174.0814 | 24.84 | 2669.4213 | 2669.3 | 0.12128
3104 | 100 | 0 | 388.84 | 0 | 0 | 0 | 0 | 0 | 0 | 0 | 0 | 1657.47 | 25.48 | 74.52 | 0 | 0 | 1495.3399 | 3522.2441 | 74.52 | 5017.584 | 5017.84 | -0.256
3105 | 100 | 0 | 394.97 | 0 | 0 | 0 | 0 | 0 | 0 | 0 | 0 | 1657.47 | 0 | 123.35 | 23.35 | 0 | 1495.3399 | 4726.5755 | 100 | 6221.9154 | 6221.98 | -0.064551
3106 | 100 | 0 | 401.11 | 0 | 0 | 0 | 0 | 0 | 0 | 0 | 0 | 1657.47 | 0 | 160.95 | 60.95 | 0 | 1495.3399 | 4726.5755 | 100 | 6221.9154 | 6221.98 | -0.064551
3107 | 100 | 0 | 407.25 | 0 | 0 | 0 | 0 | 0 | 0 | 0 | 0 | 1657.47 | 0 | 187.09 | 87.09 | 0 | 1495.3399 | 4726.5755 | 100 | 6221.9154 | 6221.98 | -0.064551
3108 | 100 | 0 | 413.38 | 0 | 0 | 0 | 0 | 0 | 0 | 0 | 0 | 1657.47 | 0 | 200 | 100 | 0 | 1495.3399 | 4726.5755 | 100 | 6221.9154 | 6221.98 | -0.064551
3109 | 100 | 0 | 419.52 | 0 | 0 | 0 | 0 | 0 | 0 | 0 | 0 | 1657.47 | 0 | 200 | 100 | 0 | 1495.3399 | 4726.5755 | 100 | 6221.9154 | 6221.98 | -0.064551
3110 | 100 | 0 | 425.66 | 0 | 0 | 0 | 0 | 0 | 0 | 0 | 0 | 1657.47 | 0 | 192.55 | 92.55 | 0 | 1495.3399 | 4726.5755 | 100 | 6221.9154 | 6221.98 | -0.064551
3111 | 100 | 0 | 431.79 | 0 | 0 | 0 | 0 | 0 | 0 | 0 | 0 | 1657.47 | 0 | 167.93 | 67.93 | 0 | 1495.3399 | 4726.5755 | 100 | 6221.9154 | 6221.98 | -0.064551
3112 | 100 | 0 | 437.93 | 0 | 0 | 0 | 0 | 0 | 0 | 0 | 0 | 1657.47 | 0 | 129.98 | 29.98 | 0 | 1495.3399 | 4726.5755 | 100 | 6221.9154 | 6221.98 | -0.064551
3113 | 81.4 | 0 | 432.65 | 0 | 0 | 0 | 0 | 0 | 0 | 0 | 0 | 1657.47 | 0 | 81.4 | 0 | 0 | 1495.3399 | 3847.4325 | 81.4 | 5342.7724 | 5342.65 | 0.1224
3114 | 29.56 | 0 | 395.56 | 0 | 0 | 0 | 0 | 0 | 0 | 0 | 0 | 1657.47 | 0 | 29.56 | 0 | 0 | 1495.3399 | 1397.1757 | 29.56 | 2892.5156 | 2892.67 | -0.15435
3115 | 32.71 | 0 | 360.4 | 0 | 0 | 0 | 0 | 0 | 0 | 0 | 0 | 1657.47 | 28.13 | 4.58 | 0 | 0 | 1495.3399 | 216.4772 | 4.58 | 1711.8171 | 1711.94 | -0.12292
3116 | 28.13 | 0 | 322.43 | 0 | 0 | 0 | 0 | 0 | 0 | 0 | 0 | 1657.47 | 28.13 | 0 | 0 | 0 | 1495.3399 | 0 | 0 | 1495.3399 | 1495.4 | -0.060079
3117 | 28.13 | 0 | 284.47 | 0 | 0 | 0 | 0 | 0 | 0 | 0 | 0 | 1657.47 | 28.13 | 0 | 0 | 0 | 1495.3399 | 0 | 0 | 1495.3399 | 1495.4 | -0.060079
3118 | 100 | 0 | 290.6 | 0 | 0 | 0 | 0 | 0 | 0 | 0 | 0 | 1657.47 | 100 | 0 | 0 | 0 | 1495.3399 | 0 | 0 | 1495.3399 | 1495.4 | -0.060079
3119 | 100 | 0 | 296.74 | 0 | 0 | 0 | 0 | 0 | 0 | 0 | 0 | 1657.47 | 100 | 0 | 0 | 0 | 1495.3399 | 0 | 0 | 1495.3399 | 1495.4 | -0.060079
3120 | 100 | 0 | 302.88 | 0 | 0 | 0 | 0 | 0 | 0 | 0 | 0 | 1657.47 | 100 | 0 | 0 | 0 | 1495.3399 | 0 | 0 | 1495.3399 | 1495.4 | -0.060079
3121 | 100 | 0 | 309.01 | 0 | 0 | 0 | 0 | 0 | 0 | 0 | 0 | 1657.47 | 100 | 0 | 0 | 0 | 1495.3399 | 0 | 0 | 1495.3399 | 1495.4 | -0.060079
3122 | 100 | 0 | 315.15 | 0 | 0 | 0 | 0 | 0 | 0 | 0 | 0 | 1657.47 | 100 | 0 | 0 | 0 | 1495.3399 | 0 | 0 | 1495.3399 | 1495.4 | -0.060079
3123 | 100 | 0 | 321.28 | 0 | 0 | 0 | 0 | 0 | 0 | 0 | 0 | 1657.47 | 100 | 0 | 0 | 0 | 1495.3399 | 0 | 0 | 1495.3399 | 1495.4 | -0.060079
3124 | 100 | 0 | 327.42 | 0 | 0 | 0 | 0 | 0 | 0 | 0 | 0 | 1657.47 | 100 | 0 | 0 | 0 | 1495.3399 | 0 | 0 | 1495.3399 | 1495.4 | -0.060079
3125 | 100 | 0 | 333.56 | 0 | 0 | 0 | 0 | 0 | 0 | 0 | 0 | 1657.47 | 100 | 0 | 0 | 0 | 1495.3399 | 0 | 0 | 1495.3399 | 1495.4 | -0.060079
3126 | 100 | 0 | 339.69 | 0 | 0 | 0 | 0 | 0 | 0 | 0 | 0 | 1657.47 | 95.89 | 4.11 | 0 | 0 | 1495.3399 | 194.2623 | 4.11 | 1689.6022 | 1689.63 | -0.027825
3127 | 100 | 0 | 345.83 | 0 | 0 | 0 | 0 | 0 | 0 | 0 | 0 | 1657.47 | 74.89 | 25.11 | 0 | 0 | 1495.3399 | 1186.8431 | 25.11 | 2682.183 | 2682.15 | 0.033036
3128 | 100 | 0 | 351.97 | 0 | 0 | 0 | 0 | 0 | 0 | 0 | 0 | 1657.47 | 22.82 | 77.18 | 0 | 0 | 1495.3399 | 3647.971 | 77.18 | 5143.3109 | 5143.47 | -0.15909
3129 | 100 | 0 | 358.1 | 0 | 0 | 0 | 0 | 0 | 0 | 0 | 0 | 1657.47 | 0 | 126.91 | 26.91 | 0 | 1495.3399 | 4726.5755 | 100 | 6221.9154 | 6221.98 | -0.064551
3130 | 100 | 0 | 364.24 | 0 | 0 | 0 | 0 | 0 | 0 | 0 | 0 | 1657.47 | 0 | 162.34 | 62.34 | 0 | 1495.3399 | 4726.5755 | 100 | 6221.9154 | 6221.98 | -0.064551
3131 | 100 | 0 | 370.37 | 0 | 0 | 0 | 0 | 0 | 0 | 0 | 0 | 1657.47 | 0 | 184.09 | 84.09 | 0 | 1495.3399 | 4726.5755 | 100 | 6221.9154 | 6221.98 | -0.064551
3132 | 100 | 0 | 376.51 | 0 | 0 | 0 | 0 | 0 | 0 | 0 | 0 | 1657.47 | 0 | 193.96 | 93.96 | 0 | 1495.3399 | 4726.5755 | 100 | 6221.9154 | 6221.98 | -0.064551
3133 | 100 | 0 | 382.65 | 0 | 0 | 0 | 0 | 0 | 0 | 0 | 0 | 1657.47 | 0 | 193.55 | 93.55 | 0 | 1495.3399 | 4726.5755 | 100 | 6221.9154 | 6221.98 | -0.064551
3134 | 100 | 0 | 388.78 | 0 | 0 | 0 | 0 | 0 | 0 | 0 | 0 | 1657.47 | 0 | 182.06 | 82.06 | 0 | 1495.3399 | 4726.5755 | 100 | 6221.9154 | 6221.98 | -0.064551
3135 | 100 | 0 | 394.92 | 0 | 0 | 0 | 0 | 0 | 0 | 0 | 0 | 1657.47 | 0 | 158.85 | 58.85 | 0 | 1495.3399 | 4726.5755 | 100 | 6221.9154 | 6221.98 | -0.064551
3136 | 100 | 0 | 401.06 | 0 | 0 | 0 | 0 | 0 | 0 | 0 | 0 | 1657.47 | 0 | 124.82 | 24.82 | 0 | 1495.3399 | 4726.5755 | 100 | 6221.9154 | 6221.98 | -0.064551
3137 | 79.03 | 0 | 394.33 | 0 | 0 | 0 | 0 | 0 | 0 | 0 | 0 | 1657.47 | 0 | 79.03 | 0 | 0 | 1495.3399 | 3735.4126 | 79.03 | 5230.7526 | 5231.01 | -0.25744
3138 | 29.54 | 0 | 357.22 | 0 | 0 | 0 | 0 | 0 | 0 | 0 | 0 | 1657.47 | 0 | 29.54 | 0 | 0 | 1495.3399 | 1396.2304 | 29.54 | 2891.5703 | 2891.54 | 0.030332
3139 | 33.12 | 0 | 322.31 | 0 | 0 | 0 | 0 | 0 | 0 | 0 | 0 | 1657.47 | 28.13 | 4.99 | 0 | 0 | 1495.3399 | 235.8561 | 4.99 | 1731.196 | 1731.15 | 0.046039
3140 | 28.13 | 0 | 284.35 | 0 | 0 | 0 | 0 | 0 | 0 | 0 | 0 | 1657.47 | 28.13 | 0 | 0 | 0 | 1495.3399 | 0 | 0 | 1495.3399 | 1495.4 | -0.060079
3141 | 28.13 | 0 | 246.38 | 0 | 0 | 0 | 0 | 0 | 0 | 0 | 0 | 1657.47 | 28.13 | 0 | 0 | 0 | 1495.3399 | 0 | 0 | 1495.3399 | 1495.4 | -0.060079
3142 | 100 | 0 | 252.52 | 0 | 0 | 0 | 0 | 0 | 0 | 0 | 0 | 1657.47 | 100 | 0 | 0 | 0 | 1495.3399 | 0 | 0 | 1495.3399 | 1495.4 | -0.060079
3143 | 100 | 0 | 258.65 | 0 | 0 | 0 | 0 | 0 | 0 | 0 | 0 | 1657.47 | 100 | 0 | 0 | 0 | 1495.3399 | 0 | 0 | 1495.3399 | 1495.4 | -0.060079
3144 | 100 | 0 | 264.79 | 0 | 0 | 0 | 0 | 0 | 0 | 0 | 0 | 1657.47 | 100 | 0 | 0 | 0 | 1495.3399 | 0 | 0 | 1495.3399 | 1495.4 | -0.060079
3145 | 100 | 0 | 270.92 | 0 | 0 | 0 | 0 | 0 | 0 | 0 | 0 | 1657.47 | 100 | 0 | 0 | 0 | 1495.3399 | 0 | 0 | 1495.3399 | 1495.4 | -0.060079
3146 | 100 | 0 | 277.06 | 0 | 0 | 0 | 0 | 0 | 0 | 0 | 0 | 1657.47 | 100 | 0 | 0 | 0 | 1495.3399 | 0 | 0 | 1495.3399 | 1495.4 | -0.060079
3147 | 100 | 0 | 283.2 | 0 | 0 | 0 | 0 | 0 | 0 | 0 | 0 | 1657.47 | 100 | 0 | 0 | 0 | 1495.3399 | 0 | 0 | 1495.3399 | 1495.4 | -0.060079
3148 | 100 | 0 | 289.33 | 0 | 0 | 0 | 0 | 0 | 0 | 0 | 0 | 1657.47 | 100 | 0 | 0 | 0 | 1495.3399 | 0 | 0 | 1495.3399 | 1495.4 | -0.060079
3149 | 100 | 0 | 295.47 | 0 | 0 | 0 | 0 | 0 | 0 | 0 | 0 | 1657.47 | 100 | 0 | 0 | 0 | 1495.3399 | 0 | 0 | 1495.3399 | 1495.4 | -0.060079
3150 | 100 | 0 | 301.61 | 0 | 0 | 0 | 0 | 0 | 0 | 0 | 0 | 1657.47 | 95.52 | 4.48 | 0 | 0 | 1495.3399 | 211.7506 | 4.48 | 1707.0905 | 1707.17 | -0.079496
3151 | 100 | 0 | 307.74 | 0 | 0 | 0 | 0 | 0 | 0 | 0 | 0 | 1657.47 | 73.61 | 26.39 | 0 | 0 | 1495.3399 | 1247.3433 | 26.39 | 2742.6832 | 2742.75 | -0.066797
3152 | 100 | 0 | 313.88 | 0 | 0 | 0 | 0 | 0 | 0 | 0 | 0 | 1657.47 | 24.62 | 75.38 | 0 | 0 | 1495.3399 | 3562.8926 | 75.38 | 5058.2326 | 5058.2 | 0.032554
3153 | 100 | 0 | 320.01 | 0 | 0 | 0 | 0 | 0 | 0 | 0 | 0 | 1657.47 | 0 | 124 | 24 | 0 | 1495.3399 | 4726.5755 | 100 | 6221.9154 | 6221.98 | -0.064551
3154 | 100 | 0 | 326.15 | 0 | 0 | 0 | 0 | 0 | 0 | 0 | 0 | 1657.47 | 0 | 160.71 | 60.71 | 0 | 1495.3399 | 4726.5755 | 100 | 6221.9154 | 6221.98 | -0.064551
3155 | 100 | 0 | 332.29 | 0 | 0 | 0 | 0 | 0 | 0 | 0 | 0 | 1657.47 | 0 | 186.49 | 86.49 | 0 | 1495.3399 | 4726.5755 | 100 | 6221.9154 | 6221.98 | -0.064551
3156 | 100 | 0 | 338.42 | 0 | 0 | 0 | 0 | 0 | 0 | 0 | 0 | 1657.47 | 0 | 196.95 | 96.95 | 0 | 1495.3399 | 4726.5755 | 100 | 6221.9154 | 6221.98 | -0.064551
3157 | 100 | 0 | 344.56 | 0 | 0 | 0 | 0 | 0 | 0 | 0 | 0 | 1657.47 | 0 | 196 | 96 | 0 | 1495.3399 | 4726.5755 | 100 | 6221.9154 | 6221.98 | -0.064551
3158 | 100 | 0 | 350.7 | 0 | 0 | 0 | 0 | 0 | 0 | 0 | 0 | 1657.47 | 0 | 184 | 84 | 0 | 1495.3399 | 4726.5755 | 100 | 6221.9154 | 6221.98 | -0.064551
3159 | 100 | 0 | 356.83 | 0 | 0 | 0 | 0 | 0 | 0 | 0 | 0 | 1657.47 | 0 | 158.87 | 58.87 | 0 | 1495.3399 | 4726.5755 | 100 | 6221.9154 | 6221.98 | -0.064551
3160 | 100 | 0 | 362.97 | 0 | 0 | 0 | 0 | 0 | 0 | 0 | 0 | 1657.47 | 0 | 123.45 | 23.45 | 0 | 1495.3399 | 4726.5755 | 100 | 6221.9154 | 6221.98 | -0.064551
3161 | 77.92 | 0 | 355.55 | 0 | 0 | 0 | 0 | 0 | 0 | 0 | 0 | 1657.47 | 0 | 77.92 | 0 | 0 | 1495.3399 | 3682.9477 | 77.92 | 5178.2876 | 5178.35 | -0.062428
3162 | 30.88 | 0 | 319.27 | 0 | 0 | 0 | 0 | 0 | 0 | 0 | 0 | 1657.47 | 0 | 30.88 | 0 | 0 | 1495.3399 | 1459.5665 | 30.88 | 2954.9064 | 2954.97 | -0.063556
3163 | 34.2 | 0 | 285.03 | 0 | 0 | 0 | 0 | 0 | 0 | 0 | 0 | 1657.47 | 28.13 | 6.07 | 0 | 0 | 1495.3399 | 286.9031 | 6.07 | 1782.2431 | 1782.39 | -0.14694
3164 | 28.13 | 0 | 247.06 | 0 | 0 | 0 | 0 | 0 | 0 | 0 | 0 | 1657.47 | 28.13 | 0 | 0 | 0 | 1495.3399 | 0 | 0 | 1495.3399 | 1495.4 | -0.060079
3165 | 28.13 | 0 | 209.1 | 0 | 0 | 0 | 0 | 0 | 0 | 0 | 0 | 1657.47 | 28.13 | 0 | 0 | 0 | 1495.3399 | 0 | 0 | 1495.3399 | 1495.4 | -0.060079
3166 | 100 | 0 | 215.23 | 0 | 0 | 0 | 0 | 0 | 0 | 0 | 0 | 1657.47 | 100 | 0 | 0 | 0 | 1495.3399 | 0 | 0 | 1495.3399 | 1495.4 | -0.060079
3167 | 100 | 0 | 221.37 | 0 | 0 | 0 | 0 | 0 | 0 | 0 | 0 | 1657.47 | 100 | 0 | 0 | 0 | 1495.3399 | 0 | 0 | 1495.3399 | 1495.4 | -0.060079
3168 | 100 | 0 | 227.51 | 0 | 0 | 0 | 0 | 0 | 0 | 0 | 0 | 1657.47 | 100 | 0 | 0 | 0 | 1495.3399 | 0 | 0 | 1495.3399 | 1495.4 | -0.060079
3169 | 100 | 0 | 233.64 | 0 | 0 | 0 | 0 | 0 | 0 | 0 | 0 | 1657.47 | 100 | 0 | 0 | 0 | 1495.3399 | 0 | 0 | 1495.3399 | 1495.4 | -0.060079
3170 | 100 | 0 | 239.78 | 0 | 0 | 0 | 0 | 0 | 0 | 0 | 0 | 1657.47 | 100 | 0 | 0 | 0 | 1495.3399 | 0 | 0 | 1495.3399 | 1495.4 | -0.060079
3171 | 100 | 0 | 245.91 | 0 | 0 | 0 | 0 | 0 | 0 | 0 | 0 | 1657.47 | 100 | 0 | 0 | 0 | 1495.3399 | 0 | 0 | 1495.3399 | 1495.4 | -0.060079
3172 | 100 | 0 | 252.05 | 0 | 0 | 0 | 0 | 0 | 0 | 0 | 0 | 1657.47 | 100 | 0 | 0 | 0 | 1495.3399 | 0 | 0 | 1495.3399 | 1495.4 | -0.060079
3173 | 100 | 0 | 258.19 | 0 | 0 | 0 | 0 | 0 | 0 | 0 | 0 | 1657.47 | 100 | 0 | 0 | 0 | 1495.3399 | 0 | 0 | 1495.3399 | 1495.4 | -0.060079
3174 | 100 | 0 | 264.32 | 0 | 0 | 0 | 0 | 0 | 0 | 0 | 0 | 1657.47 | 95.52 | 4.48 | 0 | 0 | 1495.3399 | 211.7506 | 4.48 | 1707.0905 | 1707.3 | -0.2095
3175 | 100 | 0 | 270.46 | 0 | 0 | 0 | 0 | 0 | 0 | 0 | 0 | 1657.47 | 73.86 | 26.14 | 0 | 0 | 1495.3399 | 1235.5268 | 26.14 | 2730.8668 | 2730.74 | 0.12676
3176 | 100 | 0 | 276.6 | 0 | 0 | 0 | 0 | 0 | 0 | 0 | 0 | 1657.47 | 23.3 | 76.7 | 0 | 0 | 1495.3399 | 3625.2834 | 76.7 | 5120.6234 | 5120.78 | -0.15665
3177 | 100 | 0 | 282.73 | 0 | 0 | 0 | 0 | 0 | 0 | 0 | 0 | 1657.47 | 0 | 104.97 | 4.97 | 0 | 1495.3399 | 4726.5755 | 100 | 6221.9154 | 6221.98 | -0.064551
3178 | 100 | 0 | 288.87 | 0 | 0 | 0 | 0 | 0 | 0 | 0 | 0 | 1657.47 | 0 | 164.64 | 64.64 | 0 | 1495.3399 | 4726.5755 | 100 | 6221.9154 | 6221.98 | -0.064551
3179 | 100 | 0 | 295 | 0 | 0 | 0 | 0 | 0 | 0 | 0 | 0 | 1657.47 | 0 | 190.27 | 90.27 | 0 | 1495.3399 | 4726.5755 | 100 | 6221.9154 | 6221.98 | -0.064551
3180 | 100 | 0 | 301.14 | 0 | 0 | 0 | 0 | 0 | 0 | 0 | 0 | 1657.47 | 0 | 200 | 100 | 0 | 1495.3399 | 4726.5755 | 100 | 6221.9154 | 6221.98 | -0.064551
3181 | 100 | 0 | 307.28 | 0 | 0 | 0 | 0 | 0 | 0 | 0 | 0 | 1657.47 | 0 | 200 | 100 | 0 | 1495.3399 | 4726.5755 | 100 | 6221.9154 | 6221.98 | -0.064551
3182 | 100 | 0 | 313.41 | 0 | 0 | 0 | 0 | 0 | 0 | 0 | 0 | 1657.47 | 0 | 191.81 | 91.81 | 0 | 1495.3399 | 4726.5755 | 100 | 6221.9154 | 6221.98 | -0.064551
3183 | 100 | 0 | 319.55 | 0 | 0 | 0 | 0 | 0 | 0 | 0 | 0 | 1657.47 | 0 | 167.96 | 67.96 | 0 | 1495.3399 | 4726.5755 | 100 | 6221.9154 | 6221.98 | -0.064551
3184 | 100 | 0 | 325.69 | 0 | 0 | 0 | 0 | 0 | 0 | 0 | 0 | 1657.47 | 0 | 132.01 | 32.01 | 0 | 1495.3399 | 4726.5755 | 100 | 6221.9154 | 6221.98 | -0.064551
3185 | 100 | 0 | 331.82 | 0 | 0 | 0 | 0 | 0 | 0 | 0 | 0 | 1657.47 | 16.14 | 83.86 | 0 | 0 | 1495.3399 | 3963.7062 | 83.86 | 5459.0462 | 5458.92 | 0.12616
3186 | 100 | 0 | 337.96 | 0 | 0 | 0 | 0 | 0 | 0 | 0 | 0 | 1657.47 | 69.17 | 30.83 | 0 | 0 | 1495.3399 | 1457.2032 | 30.83 | 2952.5432 | 2952.7 | -0.15684
3187 | 100 | 0 | 344.09 | 0 | 0 | 0 | 0 | 0 | 0 | 0 | 0 | 1657.47 | 95.14 | 4.86 | 0 | 0 | 1495.3399 | 229.7116 | 4.86 | 1725.0515 | 1725.12 | -0.068509
3188 | 100 | 0 | 350.23 | 0 | 0 | 0 | 0 | 0 | 0 | 0 | 0 | 1657.47 | 100 | 0 | 0 | 0 | 1495.3399 | 0 | 0 | 1495.3399 | 1495.4 | -0.060079
3189 | 100 | 0 | 356.37 | 0 | 0 | 0 | 0 | 0 | 0 | 0 | 0 | 1657.47 | 100 | 0 | 0 | 0 | 1495.3399 | 0 | 0 | 1495.3399 | 1495.4 | -0.060079
3190 | 100 | 0 | 362.5 | 0 | 0 | 0 | 0 | 0 | 0 | 0 | 0 | 1657.47 | 100 | 0 | 0 | 0 | 1495.3399 | 0 | 0 | 1495.3399 | 1495.4 | -0.060079
3191 | 100 | 0 | 368.64 | 0 | 0 | 0 | 0 | 0 | 0 | 0 | 0 | 1657.47 | 100 | 0 | 0 | 0 | 1495.3399 | 0 | 0 | 1495.3399 | 1495.4 | -0.060079
3192 | 100 | 0 | 374.78 | 0 | 0 | 0 | 0 | 0 | 0 | 0 | 0 | 1657.47 | 100 | 0 | 0 | 0 | 1495.3399 | 0 | 0 | 1495.3399 | 1495.4 | -0.060079
3193 | 100 | 0 | 380.91 | 0 | 0 | 0 | 0 | 0 | 0 | 0 | 0 | 1657.47 | 100 | 0 | 0 | 0 | 1495.3399 | 0 | 0 | 1495.3399 | 1495.4 | -0.060079
3194 | 100 | 0 | 387.05 | 0 | 0 | 0 | 0 | 0 | 0 | 0 | 0 | 1657.47 | 100 | 0 | 0 | 0 | 1495.3399 | 0 | 0 | 1495.3399 | 1495.4 | -0.060079
3195 | 100 | 0 | 393.18 | 0 | 0 | 0 | 0 | 0 | 0 | 0 | 0 | 1657.47 | 100 | 0 | 0 | 0 | 1495.3399 | 0 | 0 | 1495.3399 | 1495.4 | -0.060079
3196 | 100 | 0 | 399.32 | 0 | 0 | 0 | 0 | 0 | 0 | 0 | 0 | 1657.47 | 100 | 0 | 0 | 0 | 1495.3399 | 0 | 0 | 1495.3399 | 1495.4 | -0.060079
3197 | 100 | 0 | 405.46 | 0 | 0 | 0 | 0 | 0 | 0 | 0 | 0 | 1657.47 | 100 | 0 | 0 | 0 | 1495.3399 | 0 | 0 | 1495.3399 | 1495.4 | -0.060079
3198 | 100 | 0 | 411.59 | 0 | 0 | 0 | 0 | 0 | 0 | 0 | 0 | 1657.47 | 95.94 | 4.06 | 0 | 0 | 1495.3399 | 191.899 | 4.06 | 1687.2389 | 1687.44 | -0.20111
3199 | 100 | 0 | 417.73 | 0 | 0 | 0 | 0 | 0 | 0 | 0 | 0 | 1657.47 | 75.48 | 24.52 | 0 | 0 | 1495.3399 | 1158.9563 | 24.52 | 2654.2962 | 2654.45 | -0.15376
3200 | 100 | 0 | 423.87 | 0 | 0 | 0 | 0 | 0 | 0 | 0 | 0 | 1657.47 | 23.1 | 76.9 | 0 | 0 | 1495.3399 | 3634.7366 | 76.9 | 5130.0765 | 5130.23 | -0.1535
3201 | 100 | 0 | 430 | 0 | 0 | 0 | 0 | 0 | 0 | 0 | 0 | 1657.47 | 1.67 | 98.33 | 0 | 0 | 1495.3399 | 4647.6417 | 98.33 | 6142.9816 | 6142.86 | 0.12164
3202 | 100 | 0 | 436.14 | 0 | 0 | 0 | 0 | 0 | 0 | 0 | 0 | 1657.47 | 0 | 168.53 | 68.53 | 0 | 1495.3399 | 4726.5755 | 100 | 6221.9154 | 6221.98 | -0.064551
3203 | 100 | 0 | 442.27 | 0 | 0 | 0 | 0 | 0 | 0 | 0 | 0 | 1657.47 | 0 | 195.75 | 95.75 | 0 | 1495.3399 | 4726.5755 | 100 | 6221.9154 | 6221.98 | -0.064551
3204 | 100 | 0 | 448.41 | 0 | 0 | 0 | 0 | 0 | 0 | 0 | 0 | 1657.47 | 0 | 200 | 100 | 0 | 1495.3399 | 4726.5755 | 100 | 6221.9154 | 6221.98 | -0.064551
3205 | 100 | 0 | 454.55 | 0 | 0 | 0 | 0 | 0 | 0 | 0 | 0 | 1657.47 | 0 | 200 | 100 | 0 | 1495.3399 | 4726.5755 | 100 | 6221.9154 | 6221.98 | -0.064551
3206 | 100 | 0 | 460.68 | 0 | 0 | 0 | 0 | 0 | 0 | 0 | 0 | 1657.47 | 0 | 195.12 | 95.12 | 0 | 1495.3399 | 4726.5755 | 100 | 6221.9154 | 6221.98 | -0.064551
3207 | 100 | 0 | 466.82 | 0 | 0 | 0 | 0 | 0 | 0 | 0 | 0 | 1657.47 | 0 | 169.73 | 69.73 | 0 | 1495.3399 | 4726.5755 | 100 | 6221.9154 | 6221.98 | -0.064551
3208 | 100 | 0 | 472.96 | 0 | 0 | 0 | 0 | 0 | 0 | 0 | 0 | 1657.47 | 0 | 131.96 | 31.96 | 0 | 1495.3399 | 4726.5755 | 100 | 6221.9154 | 6221.98 | -0.064551
3209 | 100 | 0 | 479.09 | 0 | 0 | 0 | 0 | 0 | 0 | 0 | 0 | 1657.47 | 17.77 | 82.23 | 0 | 0 | 1495.3399 | 3886.6631 | 82.23 | 5382.003 | 5381.97 | 0.032978
3210 | 100 | 0 | 485.23 | 0 | 0 | 0 | 0 | 0 | 0 | 0 | 0 | 1657.47 | 68.79 | 31.21 | 0 | 0 | 1495.3399 | 1475.1642 | 31.21 | 2970.5041 | 2970.38 | 0.12414
3211 | 100 | 0 | 491.36 | 0 | 0 | 0 | 0 | 0 | 0 | 0 | 0 | 1657.47 | 94.09 | 5.91 | 0 | 0 | 1495.3399 | 279.3406 | 5.91 | 1774.6805 | 1774.85 | -0.16947
3212 | 100 | 0 | 497.5 | 0 | 0 | 0 | 0 | 0 | 0 | 0 | 0 | 1657.47 | 100 | 0 | 0 | 0 | 1495.3399 | 0 | 0 | 1495.3399 | 1495.4 | -0.060079
3213 | 100 | 0 | 503.64 | 0 | 0 | 0 | 0 | 0 | 0 | 0 | 0 | 1657.47 | 100 | 0 | 0 | 0 | 1495.3399 | 0 | 0 | 1495.3399 | 1495.4 | -0.060079
3214 | 100 | 0 | 509.77 | 0 | 0 | 0 | 0 | 0 | 0 | 0 | 0 | 1657.47 | 100 | 0 | 0 | 0 | 1495.3399 | 0 | 0 | 1495.3399 | 1495.4 | -0.060079
3215 | 100 | 0 | 515.91 | 0 | 0 | 0 | 0 | 0 | 0 | 0 | 0 | 1657.47 | 100 | 0 | 0 | 0 | 1495.3399 | 0 | 0 | 1495.3399 | 1495.4 | -0.060079
3216 | 100 | 0 | 522.05 | 0 | 0 | 0 | 0 | 0 | 0 | 0 | 0 | 1657.47 | 100 | 0 | 0 | 0 | 1495.3399 | 0 | 0 | 1495.3399 | 1495.4 | -0.060079
3217 | 100 | 0 | 528.18 | 0 | 0 | 0 | 0 | 0 | 0 | 0 | 0 | 1657.47 | 100 | 0 | 0 | 0 | 1495.3399 | 0 | 0 | 1495.3399 | 1495.4 | -0.060079
3218 | 100 | 0 | 534.32 | 0 | 0 | 0 | 0 | 0 | 0 | 0 | 0 | 1657.47 | 100 | 0 | 0 | 0 | 1495.3399 | 0 | 0 | 1495.3399 | 1495.4 | -0.060079
3219 | 100 | 0 | 540.45 | 0 | 0 | 0 | 0 | 0 | 0 | 0 | 0 | 1657.47 | 100 | 0 | 0 | 0 | 1495.3399 | 0 | 0 | 1495.3399 | 1495.4 | -0.060079
3220 | 100 | 0 | 546.59 | 0 | 0 | 0 | 0 | 0 | 0 | 0 | 0 | 1657.47 | 100 | 0 | 0 | 0 | 1495.3399 | 0 | 0 | 1495.3399 | 1495.4 | -0.060079
3221 | 100 | 0 | 552.73 | 0 | 0 | 0 | 0 | 0 | 0 | 0 | 0 | 1657.47 | 100 | 0 | 0 | 0 | 1495.3399 | 0 | 0 | 1495.3399 | 1495.4 | -0.060079
3222 | 100 | 0 | 558.86 | 0 | 0 | 0 | 0 | 0 | 0 | 0 | 0 | 1657.47 | 95.35 | 4.65 | 0 | 0 | 1495.3399 | 219.7858 | 4.65 | 1715.1257 | 1715.33 | -0.20432
3223 | 100 | 0 | 565 | 0 | 0 | 0 | 0 | 0 | 0 | 0 | 0 | 1657.47 | 74.2 | 25.8 | 0 | 0 | 1495.3399 | 1219.4565 | 25.8 | 2714.7964 | 2714.95 | -0.15359
3224 | 100 | 0 | 571.14 | 0 | 0 | 0 | 0 | 0 | 0 | 0 | 0 | 1657.47 | 24.82 | 75.18 | 0 | 0 | 1495.3399 | 3553.4395 | 75.18 | 5048.7794 | 5048.84 | -0.060597
3225 | 100 | 0 | 577.27 | 0 | 0 | 0 | 0 | 0 | 0 | 0 | 0 | 1657.47 | 0 | 124.11 | 24.11 | 0 | 1495.3399 | 4726.5755 | 100 | 6221.9154 | 6221.98 | -0.064551
3226 | 100 | 0 | 583.41 | 0 | 0 | 0 | 0 | 0 | 0 | 0 | 0 | 1657.47 | 0 | 162.03 | 62.03 | 0 | 1495.3399 | 4726.5755 | 100 | 6221.9154 | 6221.98 | -0.064551
3227 | 100 | 0 | 589.54 | 0 | 0 | 0 | 0 | 0 | 0 | 0 | 0 | 1657.47 | 0 | 188.83 | 88.83 | 0 | 1495.3399 | 4726.5755 | 100 | 6221.9154 | 6221.98 | -0.064551
3228 | 100 | 0 | 595.68 | 0 | 0 | 0 | 0 | 0 | 0 | 0 | 0 | 1657.47 | 0 | 200 | 100 | 0 | 1495.3399 | 4726.5755 | 100 | 6221.9154 | 6221.98 | -0.064551
3229 | 100 | 0 | 601.82 | 0 | 0 | 0 | 0 | 0 | 0 | 0 | 0 | 1657.47 | 0 | 199.72 | 99.72 | 0 | 1495.3399 | 4726.5755 | 100 | 6221.9154 | 6221.98 | -0.064551
3230 | 100 | 0 | 607.95 | 0 | 0 | 0 | 0 | 0 | 0 | 0 | 0 | 1657.47 | 0 | 186.84 | 86.84 | 0 | 1495.3399 | 4726.5755 | 100 | 6221.9154 | 6221.98 | -0.064551
3231 | 100 | 0 | 614.09 | 0 | 0 | 0 | 0 | 0 | 0 | 0 | 0 | 1657.47 | 0 | 163.35 | 63.35 | 0 | 1495.3399 | 4726.5755 | 100 | 6221.9154 | 6221.98 | -0.064551
3232 | 100 | 0 | 620.23 | 0 | 0 | 0 | 0 | 0 | 0 | 0 | 0 | 1657.47 | 0 | 128.05 | 28.05 | 0 | 1495.3399 | 4726.5755 | 100 | 6221.9154 | 6221.98 | -0.064551
3233 | 80.97 | 0 | 614.68 | 0 | 0 | 0 | 0 | 0 | 0 | 0 | 0 | 1657.47 | 0 | 80.97 | 0 | 0 | 1495.3399 | 3827.1082 | 80.97 | 5322.4481 | 5322.32 | 0.12813
3234 | 29.62 | 0 | 577.63 | 0 | 0 | 0 | 0 | 0 | 0 | 0 | 0 | 1657.47 | 0 | 29.62 | 0 | 0 | 1495.3399 | 1400.0117 | 29.62 | 2895.3516 | 2895.51 | -0.15841
3235 | 33.23 | 0 | 542.79 | 0 | 0 | 0 | 0 | 0 | 0 | 0 | 0 | 1657.47 | 28.13 | 5.1 | 0 | 0 | 1495.3399 | 241.0554 | 5.1 | 1736.3953 | 1736.54 | -0.14473
3236 | 28.13 | 0 | 504.82 | 0 | 0 | 0 | 0 | 0 | 0 | 0 | 0 | 1657.47 | 28.13 | 0 | 0 | 0 | 1495.3399 | 0 | 0 | 1495.3399 | 1495.4 | -0.060079
3237 | 28.13 | 0 | 466.86 | 0 | 0 | 0 | 0 | 0 | 0 | 0 | 0 | 1657.47 | 28.13 | 0 | 0 | 0 | 1495.3399 | 0 | 0 | 1495.3399 | 1495.4 | -0.060079
3238 | 100 | 0 | 472.99 | 0 | 0 | 0 | 0 | 0 | 0 | 0 | 0 | 1657.47 | 100 | 0 | 0 | 0 | 1495.3399 | 0 | 0 | 1495.3399 | 1495.4 | -0.060079
3239 | 100 | 0 | 479.13 | 0 | 0 | 0 | 0 | 0 | 0 | 0 | 0 | 1657.47 | 100 | 0 | 0 | 0 | 1495.3399 | 0 | 0 | 1495.3399 | 1495.4 | -0.060079
3240 | 100 | 0 | 485.27 | 0 | 0 | 0 | 0 | 0 | 0 | 0 | 0 | 1657.47 | 100 | 0 | 0 | 0 | 1495.3399 | 0 | 0 | 1495.3399 | 1495.4 | -0.060079
3241 | 100 | 0 | 491.4 | 0 | 0 | 0 | 0 | 0 | 0 | 0 | 0 | 1657.47 | 100 | 0 | 0 | 0 | 1495.3399 | 0 | 0 | 1495.3399 | 1495.4 | -0.060079
3242 | 100 | 0 | 497.54 | 0 | 0 | 0 | 0 | 0 | 0 | 0 | 0 | 1657.47 | 100 | 0 | 0 | 0 | 1495.3399 | 0 | 0 | 1495.3399 | 1495.4 | -0.060079
3243 | 100 | 0 | 503.67 | 0 | 0 | 0 | 0 | 0 | 0 | 0 | 0 | 1657.47 | 100 | 0 | 0 | 0 | 1495.3399 | 0 | 0 | 1495.3399 | 1495.4 | -0.060079
3244 | 100 | 0 | 509.81 | 0 | 0 | 0 | 0 | 0 | 0 | 0 | 0 | 1657.47 | 100 | 0 | 0 | 0 | 1495.3399 | 0 | 0 | 1495.3399 | 1495.4 | -0.060079
3245 | 100 | 0 | 515.95 | 0 | 0 | 0 | 0 | 0 | 0 | 0 | 0 | 1657.47 | 100 | 0 | 0 | 0 | 1495.3399 | 0 | 0 | 1495.3399 | 1495.4 | -0.060079
3246 | 100 | 0 | 522.08 | 0 | 0 | 0 | 0 | 0 | 0 | 0 | 0 | 1657.47 | 95.59 | 4.41 | 0 | 0 | 1495.3399 | 208.442 | 4.41 | 1703.7819 | 1703.85 | -0.068099
3247 | 100 | 0 | 528.22 | 0 | 0 | 0 | 0 | 0 | 0 | 0 | 0 | 1657.47 | 74.95 | 25.05 | 0 | 0 | 1495.3399 | 1184.0072 | 25.05 | 2679.3471 | 2679.51 | -0.16291
3248 | 100 | 0 | 534.36 | 0 | 0 | 0 | 0 | 0 | 0 | 0 | 0 | 1657.47 | 25.96 | 74.04 | 0 | 0 | 1495.3399 | 3499.5565 | 74.04 | 4994.8964 | 4995.15 | -0.25356
3249 | 100 | 0 | 540.49 | 0 | 0 | 0 | 0 | 0 | 0 | 0 | 0 | 1657.47 | 0 | 122.4 | 22.4 | 0 | 1495.3399 | 4726.5755 | 100 | 6221.9154 | 6221.98 | -0.064551
3250 | 100 | 0 | 546.63 | 0 | 0 | 0 | 0 | 0 | 0 | 0 | 0 | 1657.47 | 0 | 158.76 | 58.76 | 0 | 1495.3399 | 4726.5755 | 100 | 6221.9154 | 6221.98 | -0.064551
3251 | 100 | 0 | 552.76 | 0 | 0 | 0 | 0 | 0 | 0 | 0 | 0 | 1657.47 | 0 | 184.85 | 84.85 | 0 | 1495.3399 | 4726.5755 | 100 | 6221.9154 | 6221.98 | -0.064551
3252 | 100 | 0 | 558.9 | 0 | 0 | 0 | 0 | 0 | 0 | 0 | 0 | 1657.47 | 0 | 197.43 | 97.43 | 0 | 1495.3399 | 4726.5755 | 100 | 6221.9154 | 6221.98 | -0.064551
3253 | 100 | 0 | 565.04 | 0 | 0 | 0 | 0 | 0 | 0 | 0 | 0 | 1657.47 | 0 | 197.69 | 97.69 | 0 | 1495.3399 | 4726.5755 | 100 | 6221.9154 | 6221.98 | -0.064551
3254 | 100 | 0 | 571.17 | 0 | 0 | 0 | 0 | 0 | 0 | 0 | 0 | 1657.47 | 0 | 185.62 | 85.62 | 0 | 1495.3399 | 4726.5755 | 100 | 6221.9154 | 6221.98 | -0.064551
3255 | 100 | 0 | 577.31 | 0 | 0 | 0 | 0 | 0 | 0 | 0 | 0 | 1657.47 | 0 | 161.86 | 61.86 | 0 | 1495.3399 | 4726.5755 | 100 | 6221.9154 | 6221.98 | -0.064551
3256 | 100 | 0 | 583.45 | 0 | 0 | 0 | 0 | 0 | 0 | 0 | 0 | 1657.47 | 0 | 126.64 | 26.64 | 0 | 1495.3399 | 4726.5755 | 100 | 6221.9154 | 6221.98 | -0.064551
3257 | 80.36 | 0 | 577.53 | 0 | 0 | 0 | 0 | 0 | 0 | 0 | 0 | 1657.47 | 0 | 80.36 | 0 | 0 | 1495.3399 | 3798.2761 | 80.36 | 5293.616 | 5293.87 | -0.25398
3258 | 29.64 | 0 | 540.49 | 0 | 0 | 0 | 0 | 0 | 0 | 0 | 0 | 1657.47 | 0 | 29.64 | 0 | 0 | 1495.3399 | 1400.957 | 29.64 | 2896.2969 | 2896.17 | 0.12691
3259 | 33.13 | 0 | 505.59 | 0 | 0 | 0 | 0 | 0 | 0 | 0 | 0 | 1657.47 | 28.13 | 4.99 | 0 | 0 | 1495.3399 | 235.8561 | 4.99 | 1731.196 | 1731.48 | -0.28396
3260 | 28.13 | 0 | 467.62 | 0 | 0 | 0 | 0 | 0 | 0 | 0 | 0 | 1657.47 | 28.13 | 0 | 0 | 0 | 1495.3399 | 0 | 0 | 1495.3399 | 1495.4 | -0.060079
3261 | 28.13 | 0 | 429.65 | 0 | 0 | 0 | 0 | 0 | 0 | 0 | 0 | 1657.47 | 28.13 | 0 | 0 | 0 | 1495.3399 | 0 | 0 | 1495.3399 | 1495.4 | -0.060079
3262 | 100 | 0 | 435.79 | 0 | 0 | 0 | 0 | 0 | 0 | 0 | 0 | 1657.47 | 100 | 0 | 0 | 0 | 1495.3399 | 0 | 0 | 1495.3399 | 1495.4 | -0.060079
3263 | 100 | 0 | 441.92 | 0 | 0 | 0 | 0 | 0 | 0 | 0 | 0 | 1657.47 | 100 | 0 | 0 | 0 | 1495.3399 | 0 | 0 | 1495.3399 | 1495.4 | -0.060079
3264 | 100 | 0 | 448.06 | 0 | 0 | 0 | 0 | 0 | 0 | 0 | 0 | 1657.47 | 100 | 0 | 0 | 0 | 1495.3399 | 0 | 0 | 1495.3399 | 1495.4 | -0.060079
3265 | 100 | 0 | 454.19 | 0 | 0 | 0 | 0 | 0 | 0 | 0 | 0 | 1657.47 | 100 | 0 | 0 | 0 | 1495.3399 | 0 | 0 | 1495.3399 | 1495.4 | -0.060079
3266 | 100 | 0 | 460.33 | 0 | 0 | 0 | 0 | 0 | 0 | 0 | 0 | 1657.47 | 100 | 0 | 0 | 0 | 1495.3399 | 0 | 0 | 1495.3399 | 1495.4 | -0.060079
3267 | 100 | 0 | 466.47 | 0 | 0 | 0 | 0 | 0 | 0 | 0 | 0 | 1657.47 | 100 | 0 | 0 | 0 | 1495.3399 | 0 | 0 | 1495.3399 | 1495.4 | -0.060079
3268 | 100 | 0 | 472.6 | 0 | 0 | 0 | 0 | 0 | 0 | 0 | 0 | 1657.47 | 100 | 0 | 0 | 0 | 1495.3399 | 0 | 0 | 1495.3399 | 1495.4 | -0.060079
3269 | 100 | 0 | 478.74 | 0 | 0 | 0 | 0 | 0 | 0 | 0 | 0 | 1657.47 | 100 | 0 | 0 | 0 | 1495.3399 | 0 | 0 | 1495.3399 | 1495.4 | -0.060079
3270 | 100 | 0 | 484.88 | 0 | 0 | 0 | 0 | 0 | 0 | 0 | 0 | 1657.47 | 95.46 | 4.54 | 0 | 0 | 1495.3399 | 214.5865 | 4.54 | 1709.9264 | 1709.8 | 0.12645
3271 | 100 | 0 | 491.01 | 0 | 0 | 0 | 0 | 0 | 0 | 0 | 0 | 1657.47 | 74.97 | 25.03 | 0 | 0 | 1495.3399 | 1183.0619 | 25.03 | 2678.4018 | 2678.65 | -0.24822
3272 | 100 | 0 | 497.15 | 0 | 0 | 0 | 0 | 0 | 0 | 0 | 0 | 1657.47 | 23.01 | 76.99 | 0 | 0 | 1495.3399 | 3638.9905 | 76.99 | 5134.3304 | 5134.49 | -0.15958
3273 | 100 | 0 | 503.28 | 0 | 0 | 0 | 0 | 0 | 0 | 0 | 0 | 1657.47 | 0 | 125.88 | 25.88 | 0 | 1495.3399 | 4726.5755 | 100 | 6221.9154 | 6221.98 | -0.064551
3274 | 100 | 0 | 509.42 | 0 | 0 | 0 | 0 | 0 | 0 | 0 | 0 | 1657.47 | 0 | 163 | 63 | 0 | 1495.3399 | 4726.5755 | 100 | 6221.9154 | 6221.98 | -0.064551
3275 | 100 | 0 | 515.56 | 0 | 0 | 0 | 0 | 0 | 0 | 0 | 0 | 1657.47 | 0 | 187.37 | 87.37 | 0 | 1495.3399 | 4726.5755 | 100 | 6221.9154 | 6221.98 | -0.064551
3276 | 100 | 0 | 521.69 | 0 | 0 | 0 | 0 | 0 | 0 | 0 | 0 | 1657.47 | 0 | 198.39 | 98.39 | 0 | 1495.3399 | 4726.5755 | 100 | 6221.9154 | 6221.98 | -0.064551
3277 | 100 | 0 | 527.83 | 0 | 0 | 0 | 0 | 0 | 0 | 0 | 0 | 1657.47 | 0 | 196.72 | 96.72 | 0 | 1495.3399 | 4726.5755 | 100 | 6221.9154 | 6221.98 | -0.064551
3278 | 100 | 0 | 533.97 | 0 | 0 | 0 | 0 | 0 | 0 | 0 | 0 | 1657.47 | 0 | 184.09 | 84.09 | 0 | 1495.3399 | 4726.5755 | 100 | 6221.9154 | 6221.98 | -0.064551
3279 | 100 | 0 | 540.1 | 0 | 0 | 0 | 0 | 0 | 0 | 0 | 0 | 1657.47 | 0 | 159.79 | 59.79 | 0 | 1495.3399 | 4726.5755 | 100 | 6221.9154 | 6221.98 | -0.064551
3280 | 100 | 0 | 546.24 | 0 | 0 | 0 | 0 | 0 | 0 | 0 | 0 | 1657.47 | 0 | 125.53 | 25.53 | 0 | 1495.3399 | 4726.5755 | 100 | 6221.9154 | 6221.98 | -0.064551
3281 | 79.76 | 0 | 539.96 | 0 | 0 | 0 | 0 | 0 | 0 | 0 | 0 | 1657.47 | 0 | 79.76 | 0 | 0 | 1495.3399 | 3769.9166 | 79.76 | 5265.2566 | 5265.51 | -0.25344
3282 | 29.61 | 0 | 502.9 | 0 | 0 | 0 | 0 | 0 | 0 | 0 | 0 | 1657.47 | 0 | 29.61 | 0 | 0 | 1495.3399 | 1399.539 | 29.61 | 2894.8789 | 2894.85 | 0.028935
3283 | 33.25 | 0 | 468.07 | 0 | 0 | 0 | 0 | 0 | 0 | 0 | 0 | 1657.47 | 28.13 | 5.12 | 0 | 0 | 1495.3399 | 242.0007 | 5.12 | 1737.3406 | 1737.28 | 0.060588
3284 | 28.13 | 0 | 430.1 | 0 | 0 | 0 | 0 | 0 | 0 | 0 | 0 | 1657.47 | 28.13 | 0 | 0 | 0 | 1495.3399 | 0 | 0 | 1495.3399 | 1495.4 | -0.060079
3285 | 28.13 | 0 | 392.13 | 0 | 0 | 0 | 0 | 0 | 0 | 0 | 0 | 1657.47 | 28.13 | 0 | 0 | 0 | 1495.3399 | 0 | 0 | 1495.3399 | 1495.4 | -0.060079
3286 | 100 | 0 | 398.27 | 0 | 0 | 0 | 0 | 0 | 0 | 0 | 0 | 1657.47 | 100 | 0 | 0 | 0 | 1495.3399 | 0 | 0 | 1495.3399 | 1495.4 | -0.060079
3287 | 100 | 0 | 404.41 | 0 | 0 | 0 | 0 | 0 | 0 | 0 | 0 | 1657.47 | 100 | 0 | 0 | 0 | 1495.3399 | 0 | 0 | 1495.3399 | 1495.4 | -0.060079
3288 | 100 | 0 | 410.54 | 0 | 0 | 0 | 0 | 0 | 0 | 0 | 0 | 1657.47 | 100 | 0 | 0 | 0 | 1495.3399 | 0 | 0 | 1495.3399 | 1495.4 | -0.060079
3289 | 100 | 0 | 416.68 | 0 | 0 | 0 | 0 | 0 | 0 | 0 | 0 | 1657.47 | 100 | 0 | 0 | 0 | 1495.3399 | 0 | 0 | 1495.3399 | 1495.4 | -0.060079
3290 | 100 | 0 | 422.81 | 0 | 0 | 0 | 0 | 0 | 0 | 0 | 0 | 1657.47 | 100 | 0 | 0 | 0 | 1495.3399 | 0 | 0 | 1495.3399 | 1495.4 | -0.060079
3291 | 100 | 0 | 428.95 | 0 | 0 | 0 | 0 | 0 | 0 | 0 | 0 | 1657.47 | 100 | 0 | 0 | 0 | 1495.3399 | 0 | 0 | 1495.3399 | 1495.4 | -0.060079
3292 | 100 | 0 | 435.09 | 0 | 0 | 0 | 0 | 0 | 0 | 0 | 0 | 1657.47 | 100 | 0 | 0 | 0 | 1495.3399 | 0 | 0 | 1495.3399 | 1495.4 | -0.060079
3293 | 100 | 0 | 441.22 | 0 | 0 | 0 | 0 | 0 | 0 | 0 | 0 | 1657.47 | 100 | 0 | 0 | 0 | 1495.3399 | 0 | 0 | 1495.3399 | 1495.4 | -0.060079
3294 | 100 | 0 | 447.36 | 0 | 0 | 0 | 0 | 0 | 0 | 0 | 0 | 1657.47 | 95.33 | 4.67 | 0 | 0 | 1495.3399 | 220.7311 | 4.67 | 1716.071 | 1716.17 | -0.099002
3295 | 100 | 0 | 453.5 | 0 | 0 | 0 | 0 | 0 | 0 | 0 | 0 | 1657.47 | 75.02 | 24.98 | 0 | 0 | 1495.3399 | 1180.6986 | 24.98 | 2676.0385 | 2676.1 | -0.061512
3296 | 100 | 0 | 459.63 | 0 | 0 | 0 | 0 | 0 | 0 | 0 | 0 | 1657.47 | 26.06 | 73.94 | 0 | 0 | 1495.3399 | 3494.8299 | 73.94 | 4990.1699 | 4990.33 | -0.16013
3297 | 100 | 0 | 465.77 | 0 | 0 | 0 | 0 | 0 | 0 | 0 | 0 | 1657.47 | 0 | 120.66 | 20.66 | 0 | 1495.3399 | 4726.5755 | 100 | 6221.9154 | 6221.98 | -0.064551
3298 | 100 | 0 | 471.9 | 0 | 0 | 0 | 0 | 0 | 0 | 0 | 0 | 1657.47 | 0 | 154.9 | 54.9 | 0 | 1495.3399 | 4726.5755 | 100 | 6221.9154 | 6221.98 | -0.064551
3299 | 100 | 0 | 478.04 | 0 | 0 | 0 | 0 | 0 | 0 | 0 | 0 | 1657.47 | 0 | 177.09 | 77.09 | 0 | 1495.3399 | 4726.5755 | 100 | 6221.9154 | 6221.98 | -0.064551
3300 | 100 | 0 | 484.18 | 0 | 0 | 0 | 0 | 0 | 0 | 0 | 0 | 1657.47 | 0 | 187.25 | 87.25 | 0 | 1495.3399 | 4726.5755 | 100 | 6221.9154 | 6221.98 | -0.064551
3301 | 100 | 0 | 490.31 | 0 | 0 | 0 | 0 | 0 | 0 | 0 | 0 | 1657.47 | 0 | 186.11 | 86.11 | 0 | 1495.3399 | 4726.5755 | 100 | 6221.9154 | 6221.98 | -0.064551
3302 | 100 | 0 | 496.45 | 0 | 0 | 0 | 0 | 0 | 0 | 0 | 0 | 1657.47 | 0 | 173.87 | 73.87 | 0 | 1495.3399 | 4726.5755 | 100 | 6221.9154 | 6221.98 | -0.064551
3303 | 100 | 0 | 502.59 | 0 | 0 | 0 | 0 | 0 | 0 | 0 | 0 | 1657.47 | 0 | 151.73 | 51.73 | 0 | 1495.3399 | 4726.5755 | 100 | 6221.9154 | 6221.98 | -0.064551
3304 | 100 | 0 | 508.72 | 0 | 0 | 0 | 0 | 0 | 0 | 0 | 0 | 1657.47 | 0 | 118.95 | 18.95 | 0 | 1495.3399 | 4726.5755 | 100 | 6221.9154 | 6221.98 | -0.064551
3305 | 76.32 | 0 | 500.33 | 0 | 0 | 0 | 0 | 0 | 0 | 0 | 0 | 1657.47 | 0 | 76.32 | 0 | 0 | 1495.3399 | 3607.3224 | 76.32 | 5102.6624 | 5102.82 | -0.15764
3306 | 29.18 | 0 | 463 | 0 | 0 | 0 | 0 | 0 | 0 | 0 | 0 | 1657.47 | 0 | 29.18 | 0 | 0 | 1495.3399 | 1379.2147 | 29.18 | 2874.5547 | 2874.71 | -0.15534
3307 | 33.68 | 0 | 428.44 | 0 | 0 | 0 | 0 | 0 | 0 | 0 | 0 | 1657.47 | 28.13 | 5.54 | 0 | 0 | 1495.3399 | 261.8523 | 5.54 | 1757.1922 | 1757.46 | -0.2678
3308 | 28.13 | 0 | 390.47 | 0 | 0 | 0 | 0 | 0 | 0 | 0 | 0 | 1657.47 | 28.13 | 0 | 0 | 0 | 1495.3399 | 0 | 0 | 1495.3399 | 1495.4 | -0.060079
3309 | 28.13 | 0 | 352.5 | 0 | 0 | 0 | 0 | 0 | 0 | 0 | 0 | 1657.47 | 28.13 | 0 | 0 | 0 | 1495.3399 | 0 | 0 | 1495.3399 | 1495.4 | -0.060079
3310 | 100 | 0 | 358.64 | 0 | 0 | 0 | 0 | 0 | 0 | 0 | 0 | 1657.47 | 100 | 0 | 0 | 0 | 1495.3399 | 0 | 0 | 1495.3399 | 1495.4 | -0.060079
3311 | 100 | 0 | 364.78 | 0 | 0 | 0 | 0 | 0 | 0 | 0 | 0 | 1657.47 | 100 | 0 | 0 | 0 | 1495.3399 | 0 | 0 | 1495.3399 | 1495.4 | -0.060079
3312 | 100 | 0 | 370.91 | 0 | 0 | 0 | 0 | 0 | 0 | 0 | 0 | 1657.47 | 100 | 0 | 0 | 0 | 1495.3399 | 0 | 0 | 1495.3399 | 1495.4 | -0.060079
3313 | 100 | 0 | 377.05 | 0 | 0 | 0 | 0 | 0 | 0 | 0 | 0 | 1657.47 | 100 | 0 | 0 | 0 | 1495.3399 | 0 | 0 | 1495.3399 | 1495.4 | -0.060079
3314 | 100 | 0 | 383.19 | 0 | 0 | 0 | 0 | 0 | 0 | 0 | 0 | 1657.47 | 100 | 0 | 0 | 0 | 1495.3399 | 0 | 0 | 1495.3399 | 1495.4 | -0.060079
3315 | 100 | 0 | 389.32 | 0 | 0 | 0 | 0 | 0 | 0 | 0 | 0 | 1657.47 | 100 | 0 | 0 | 0 | 1495.3399 | 0 | 0 | 1495.3399 | 1495.4 | -0.060079
3316 | 100 | 0 | 395.46 | 0 | 0 | 0 | 0 | 0 | 0 | 0 | 0 | 1657.47 | 100 | 0 | 0 | 0 | 1495.3399 | 0 | 0 | 1495.3399 | 1495.4 | -0.060079
3317 | 100 | 0 | 401.59 | 0 | 0 | 0 | 0 | 0 | 0 | 0 | 0 | 1657.47 | 100 | 0 | 0 | 0 | 1495.3399 | 0 | 0 | 1495.3399 | 1495.4 | -0.060079
3318 | 100 | 0 | 407.73 | 0 | 0 | 0 | 0 | 0 | 0 | 0 | 0 | 1657.47 | 94.59 | 5.41 | 0 | 0 | 1495.3399 | 255.7077 | 5.41 | 1751.0477 | 1751.04 | 0.0076567
3319 | 100 | 0 | 413.87 | 0 | 0 | 0 | 0 | 0 | 0 | 0 | 0 | 1657.47 | 73.94 | 26.06 | 0 | 0 | 1495.3399 | 1231.7456 | 26.06 | 2727.0855 | 2726.96 | 0.1255
3320 | 100 | 0 | 420 | 0 | 0 | 0 | 0 | 0 | 0 | 0 | 0 | 1657.47 | 33.53 | 66.47 | 0 | 0 | 1495.3399 | 3141.7548 | 66.47 | 4637.0947 | 4637.16 | -0.065326
3321 | 100 | 0 | 426.14 | 0 | 0 | 0 | 0 | 0 | 0 | 0 | 0 | 1657.47 | 0 | 109.27 | 9.27 | 0 | 1495.3399 | 4726.5755 | 100 | 6221.9154 | 6221.98 | -0.064551
3322 | 100 | 0 | 432.28 | 0 | 0 | 0 | 0 | 0 | 0 | 0 | 0 | 1657.47 | 0 | 164.55 | 64.55 | 0 | 1495.3399 | 4726.5755 | 100 | 6221.9154 | 6221.98 | -0.064551
3323 | 100 | 0 | 438.41 | 0 | 0 | 0 | 0 | 0 | 0 | 0 | 0 | 1657.47 | 0 | 173.22 | 73.22 | 0 | 1495.3399 | 4726.5755 | 100 | 6221.9154 | 6221.98 | -0.064551
3324 | 100 | 0 | 444.55 | 0 | 0 | 0 | 0 | 0 | 0 | 0 | 0 | 1657.47 | 0 | 190.86 | 90.86 | 0 | 1495.3399 | 4726.5755 | 100 | 6221.9154 | 6221.98 | -0.064551
3325 | 100 | 0 | 450.68 | 0 | 0 | 0 | 0 | 0 | 0 | 0 | 0 | 1657.47 | 0 | 175.9 | 75.9 | 0 | 1495.3399 | 4726.5755 | 100 | 6221.9154 | 6221.98 | -0.064551
3326 | 100 | 0 | 456.82 | 0 | 0 | 0 | 0 | 0 | 0 | 0 | 0 | 1657.47 | 0 | 137.22 | 37.22 | 0 | 1495.3399 | 4726.5755 | 100 | 6221.9154 | 6221.98 | -0.064551
3327 | 100 | 0 | 462.96 | 0 | 0 | 0 | 0 | 0 | 0 | 0 | 0 | 1657.47 | 0 | 170.67 | 70.67 | 0 | 1495.3399 | 4726.5755 | 100 | 6221.9154 | 6221.98 | -0.064551
3328 | 100 | 0 | 469.09 | 0 | 0 | 0 | 0 | 0 | 0 | 0 | 0 | 1657.47 | 0 | 117.29 | 17.29 | 0 | 1495.3399 | 4726.5755 | 100 | 6221.9154 | 6221.98 | -0.064551
3329 | 80.94 | 0 | 463.53 | 0 | 0 | 0 | 0 | 0 | 0 | 0 | 0 | 1657.47 | 0 | 80.94 | 0 | 0 | 1495.3399 | 3825.6902 | 80.94 | 5321.0302 | 5320.9 | 0.13015
3330 | 31.59 | 0 | 427.68 | 0 | 0 | 0 | 0 | 0 | 0 | 0 | 0 | 1657.47 | 0 | 31.59 | 0 | 0 | 1495.3399 | 1493.1252 | 31.59 | 2988.4651 | 2988.43 | 0.03513
3331 | 34.88 | 0 | 393.86 | 0 | 0 | 0 | 0 | 0 | 0 | 0 | 0 | 1657.47 | 28.13 | 6.75 | 0 | 0 | 1495.3399 | 319.0438 | 6.75 | 1814.3838 | 1814.23 | 0.15377
3332 | 28.13 | 0 | 355.89 | 0 | 0 | 0 | 0 | 0 | 0 | 0 | 0 | 1657.47 | 28.13 | 0 | 0 | 0 | 1495.3399 | 0 | 0 | 1495.3399 | 1495.4 | -0.060079
3333 | 28.13 | 0 | 317.92 | 0 | 0 | 0 | 0 | 0 | 0 | 0 | 0 | 1657.47 | 28.13 | 0 | 0 | 0 | 1495.3399 | 0 | 0 | 1495.3399 | 1495.4 | -0.060079
3334 | 100 | 0 | 324.06 | 0 | 0 | 0 | 0 | 0 | 0 | 0 | 0 | 1657.47 | 100 | 0 | 0 | 0 | 1495.3399 | 0 | 0 | 1495.3399 | 1495.4 | -0.060079
3335 | 100 | 0 | 330.19 | 0 | 0 | 0 | 0 | 0 | 0 | 0 | 0 | 1657.47 | 100 | 0 | 0 | 0 | 1495.3399 | 0 | 0 | 1495.3399 | 1495.4 | -0.060079
3336 | 100 | 0 | 336.33 | 0 | 0 | 0 | 0 | 0 | 0 | 0 | 0 | 1657.47 | 100 | 0 | 0 | 0 | 1495.3399 | 0 | 0 | 1495.3399 | 1495.4 | -0.060079
3337 | 100 | 0 | 342.47 | 0 | 0 | 0 | 0 | 0 | 0 | 0 | 0 | 1657.47 | 100 | 0 | 0 | 0 | 1495.3399 | 0 | 0 | 1495.3399 | 1495.4 | -0.060079
3338 | 100 | 0 | 348.6 | 0 | 0 | 0 | 0 | 0 | 0 | 0 | 0 | 1657.47 | 100 | 0 | 0 | 0 | 1495.3399 | 0 | 0 | 1495.3399 | 1495.4 | -0.060079
3339 | 100 | 0 | 354.74 | 0 | 0 | 0 | 0 | 0 | 0 | 0 | 0 | 1657.47 | 100 | 0 | 0 | 0 | 1495.3399 | 0 | 0 | 1495.3399 | 1495.4 | -0.060079
3340 | 100 | 0 | 360.87 | 0 | 0 | 0 | 0 | 0 | 0 | 0 | 0 | 1657.47 | 100 | 0 | 0 | 0 | 1495.3399 | 0 | 0 | 1495.3399 | 1495.4 | -0.060079
3341 | 100 | 0 | 367.01 | 0 | 0 | 0 | 0 | 0 | 0 | 0 | 0 | 1657.47 | 100 | 0 | 0 | 0 | 1495.3399 | 0 | 0 | 1495.3399 | 1495.4 | -0.060079
3342 | 100 | 0 | 373.15 | 0 | 0 | 0 | 0 | 0 | 0 | 0 | 0 | 1657.47 | 94.74 | 5.26 | 0 | 0 | 1495.3399 | 248.6179 | 5.26 | 1743.9578 | 1743.88 | 0.077793
3343 | 100 | 0 | 379.28 | 0 | 0 | 0 | 0 | 0 | 0 | 0 | 0 | 1657.47 | 74.12 | 25.88 | 0 | 0 | 1495.3399 | 1223.2377 | 25.88 | 2718.5777 | 2718.74 | -0.16233
3344 | 100 | 0 | 385.42 | 0 | 0 | 0 | 0 | 0 | 0 | 0 | 0 | 1657.47 | 20.21 | 79.79 | 0 | 0 | 1495.3399 | 3771.3346 | 79.79 | 5266.6745 | 5266.83 | -0.15547
3345 | 100 | 0 | 391.56 | 0 | 0 | 0 | 0 | 0 | 0 | 0 | 0 | 1657.47 | 0 | 132.58 | 32.58 | 0 | 1495.3399 | 4726.5755 | 100 | 6221.9154 | 6221.98 | -0.064551
3346 | 100 | 0 | 397.69 | 0 | 0 | 0 | 0 | 0 | 0 | 0 | 0 | 1657.47 | 0 | 174.75 | 74.75 | 0 | 1495.3399 | 4726.5755 | 100 | 6221.9154 | 6221.98 | -0.064551
3347 | 100 | 0 | 403.83 | 0 | 0 | 0 | 0 | 0 | 0 | 0 | 0 | 1657.47 | 0 | 156.45 | 56.45 | 0 | 1495.3399 | 4726.5755 | 100 | 6221.9154 | 6221.98 | -0.064551
3348 | 100 | 0 | 409.96 | 0 | 0 | 0 | 0 | 0 | 0 | 0 | 0 | 1657.47 | 0 | 154.51 | 54.51 | 0 | 1495.3399 | 4726.5755 | 100 | 6221.9154 | 6221.98 | -0.064551
3349 | 100 | 0 | 416.1 | 0 | 0 | 0 | 0 | 0 | 0 | 0 | 0 | 1657.47 | 0 | 200 | 100 | 0 | 1495.3399 | 4726.5755 | 100 | 6221.9154 | 6221.98 | -0.064551
3350 | 100 | 0 | 422.24 | 0 | 0 | 0 | 0 | 0 | 0 | 0 | 0 | 1657.47 | 0 | 200 | 100 | 0 | 1495.3399 | 4726.5755 | 100 | 6221.9154 | 6221.98 | -0.064551
3351 | 100 | 0 | 428.37 | 0 | 0 | 0 | 0 | 0 | 0 | 0 | 0 | 1657.47 | 0 | 176.02 | 76.02 | 0 | 1495.3399 | 4726.5755 | 100 | 6221.9154 | 6221.98 | -0.064551
3352 | 100 | 0 | 434.51 | 0 | 0 | 0 | 0 | 0 | 0 | 0 | 0 | 1657.47 | 0 | 136.46 | 36.46 | 0 | 1495.3399 | 4726.5755 | 100 | 6221.9154 | 6221.98 | -0.064551
3353 | 100 | 0 | 440.65 | 0 | 0 | 0 | 0 | 0 | 0 | 0 | 0 | 1657.47 | 14.37 | 85.63 | 0 | 0 | 1495.3399 | 4047.3666 | 85.63 | 5542.7065 | 5542.86 | -0.15345
3354 | 100 | 0 | 446.78 | 0 | 0 | 0 | 0 | 0 | 0 | 0 | 0 | 1657.47 | 70.77 | 29.23 | 0 | 0 | 1495.3399 | 1381.578 | 29.23 | 2876.9179 | 2877.08 | -0.16205
3355 | 100 | 0 | 452.92 | 0 | 0 | 0 | 0 | 0 | 0 | 0 | 0 | 1657.47 | 92.19 | 7.81 | 0 | 0 | 1495.3399 | 369.1455 | 7.81 | 1864.4855 | 1864.58 | -0.094531
3356 | 100 | 0 | 459.05 | 0 | 0 | 0 | 0 | 0 | 0 | 0 | 0 | 1657.47 | 100 | 0 | 0 | 0 | 1495.3399 | 0 | 0 | 1495.3399 | 1495.4 | -0.060079
3357 | 100 | 0 | 465.19 | 0 | 0 | 0 | 0 | 0 | 0 | 0 | 0 | 1657.47 | 100 | 0 | 0 | 0 | 1495.3399 | 0 | 0 | 1495.3399 | 1495.4 | -0.060079
3358 | 100 | 0 | 471.33 | 0 | 0 | 0 | 0 | 0 | 0 | 0 | 0 | 1657.47 | 100 | 0 | 0 | 0 | 1495.3399 | 0 | 0 | 1495.3399 | 1495.4 | -0.060079
3359 | 100 | 0 | 477.46 | 0 | 0 | 0 | 0 | 0 | 0 | 0 | 0 | 1657.47 | 100 | 0 | 0 | 0 | 1495.3399 | 0 | 0 | 1495.3399 | 1495.4 | -0.060079
3360 | 100 | 0 | 483.6 | 0 | 0 | 0 | 0 | 0 | 0 | 0 | 0 | 1657.47 | 100 | 0 | 0 | 0 | 1495.3399 | 0 | 0 | 1495.3399 | 1495.4 | -0.060079
3361 | 100 | 0 | 489.74 | 0 | 0 | 0 | 0 | 0 | 0 | 0 | 0 | 1657.47 | 100 | 0 | 0 | 0 | 1495.3399 | 0 | 0 | 1495.3399 | 1495.4 | -0.060079
3362 | 100 | 0 | 495.87 | 0 | 0 | 0 | 0 | 0 | 0 | 0 | 0 | 1657.47 | 100 | 0 | 0 | 0 | 1495.3399 | 0 | 0 | 1495.3399 | 1495.4 | -0.060079
3363 | 100 | 0 | 502.01 | 0 | 0 | 0 | 0 | 0 | 0 | 0 | 0 | 1657.47 | 100 | 0 | 0 | 0 | 1495.3399 | 0 | 0 | 1495.3399 | 1495.4 | -0.060079
3364 | 100 | 0 | 508.14 | 0 | 0 | 0 | 0 | 0 | 0 | 0 | 0 | 1657.47 | 100 | 0 | 0 | 0 | 1495.3399 | 0 | 0 | 1495.3399 | 1495.4 | -0.060079
3365 | 100 | 0 | 514.28 | 0 | 0 | 0 | 0 | 0 | 0 | 0 | 0 | 1657.47 | 100 | 0 | 0 | 0 | 1495.3399 | 0 | 0 | 1495.3399 | 1495.4 | -0.060079
3366 | 100 | 0 | 520.42 | 0 | 0 | 0 | 0 | 0 | 0 | 0 | 0 | 1657.47 | 94.13 | 5.87 | 0 | 0 | 1495.3399 | 277.45 | 5.87 | 1772.7899 | 1772.7 | 0.089904
3367 | 100 | 0 | 526.55 | 0 | 0 | 0 | 0 | 0 | 0 | 0 | 0 | 1657.47 | 72.94 | 27.06 | 0 | 0 | 1495.3399 | 1279.0113 | 27.06 | 2774.3513 | 2774.51 | -0.15874
3368 | 100 | 0 | 532.69 | 0 | 0 | 0 | 0 | 0 | 0 | 0 | 0 | 1657.47 | 32.29 | 67.71 | 0 | 0 | 1495.3399 | 3200.3643 | 67.71 | 4695.7042 | 4695.58 | 0.12421
3369 | 100 | 0 | 538.83 | 0 | 0 | 0 | 0 | 0 | 0 | 0 | 0 | 1657.47 | 0 | 102.39 | 2.39 | 0 | 1495.3399 | 4726.5755 | 100 | 6221.9154 | 6221.98 | -0.064551
3370 | 100 | 0 | 544.96 | 0 | 0 | 0 | 0 | 0 | 0 | 0 | 0 | 1657.47 | 0 | 136.51 | 36.51 | 0 | 1495.3399 | 4726.5755 | 100 | 6221.9154 | 6221.98 | -0.064551
3371 | 100 | 0 | 551.1 | 0 | 0 | 0 | 0 | 0 | 0 | 0 | 0 | 1657.47 | 0 | 152.14 | 52.14 | 0 | 1495.3399 | 4726.5755 | 100 | 6221.9154 | 6221.98 | -0.064551
3372 | 100 | 0 | 557.23 | 0 | 0 | 0 | 0 | 0 | 0 | 0 | 0 | 1657.47 | 0 | 150.83 | 50.83 | 0 | 1495.3399 | 4726.5755 | 100 | 6221.9154 | 6221.98 | -0.064551
3373 | 100 | 0 | 563.37 | 0 | 0 | 0 | 0 | 0 | 0 | 0 | 0 | 1657.47 | 0 | 159.88 | 59.88 | 0 | 1495.3399 | 4726.5755 | 100 | 6221.9154 | 6221.98 | -0.064551
3374 | 100 | 0 | 569.51 | 0 | 0 | 0 | 0 | 0 | 0 | 0 | 0 | 1657.47 | 2.01 | 97.99 | 0 | 0 | 1495.3399 | 4631.5714 | 97.99 | 6126.9113 | 6127.16 | -0.24872
3375 | 100 | 0 | 575.64 | 0 | 0 | 0 | 0 | 0 | 0 | 0 | 0 | 1657.47 | 0 | 144.76 | 44.76 | 0 | 1495.3399 | 4726.5755 | 100 | 6221.9154 | 6221.98 | -0.064551
3376 | 100 | 0 | 581.78 | 0 | 0 | 0 | 0 | 0 | 0 | 0 | 0 | 1657.47 | 63.96 | 36.04 | 0 | 0 | 1495.3399 | 1703.4578 | 36.04 | 3198.7977 | 3198.86 | -0.062259
3377 | 100 | 0 | 587.92 | 0 | 0 | 0 | 0 | 0 | 0 | 0 | 0 | 1657.47 | 95.17 | 4.83 | 0 | 0 | 1495.3399 | 228.2936 | 4.83 | 1723.6335 | 1723.56 | 0.073519
3378 | 100 | 0 | 594.05 | 0 | 0 | 0 | 0 | 0 | 0 | 0 | 0 | 1657.47 | 66.71 | 33.29 | 0 | 0 | 1495.3399 | 1573.477 | 33.29 | 3068.8169 | 3068.79 | 0.026914
3379 | 100 | 0 | 600.19 | 0 | 0 | 0 | 0 | 0 | 0 | 0 | 0 | 1657.47 | 93.21 | 6.79 | 0 | 0 | 1495.3399 | 320.9345 | 6.79 | 1816.2744 | 1816.46 | -0.1856
3380 | 100 | 0 | 606.32 | 0 | 0 | 0 | 0 | 0 | 0 | 0 | 0 | 1657.47 | 100 | 0 | 0 | 0 | 1495.3399 | 0 | 0 | 1495.3399 | 1495.4 | -0.060079
3381 | 100 | 0 | 612.46 | 0 | 0 | 0 | 0 | 0 | 0 | 0 | 0 | 1657.47 | 100 | 0 | 0 | 0 | 1495.3399 | 0 | 0 | 1495.3399 | 1495.4 | -0.060079
3382 | 100 | 0 | 618.6 | 0 | 0 | 0 | 0 | 0 | 0 | 0 | 0 | 1657.47 | 100 | 0 | 0 | 0 | 1495.3399 | 0 | 0 | 1495.3399 | 1495.4 | -0.060079
3383 | 100 | 0 | 624.73 | 0 | 0 | 0 | 0 | 0 | 0 | 0 | 0 | 1657.47 | 100 | 0 | 0 | 0 | 1495.3399 | 0 | 0 | 1495.3399 | 1495.4 | -0.060079
3384 | 100 | 0 | 630.87 | 0 | 0 | 0 | 0 | 0 | 0 | 0 | 0 | 1657.47 | 100 | 0 | 0 | 0 | 1495.3399 | 0 | 0 | 1495.3399 | 1495.4 | -0.060079
3385 | 100 | 0 | 637.01 | 0 | 0 | 0 | 0 | 0 | 0 | 0 | 0 | 1657.47 | 100 | 0 | 0 | 0 | 1495.3399 | 0 | 0 | 1495.3399 | 1495.4 | -0.060079
3386 | 100 | 0 | 643.14 | 0 | 0 | 0 | 0 | 0 | 0 | 0 | 0 | 1657.47 | 100 | 0 | 0 | 0 | 1495.3399 | 0 | 0 | 1495.3399 | 1495.4 | -0.060079
3387 | 100 | 0 | 649.28 | 0 | 0 | 0 | 0 | 0 | 0 | 0 | 0 | 1657.47 | 100 | 0 | 0 | 0 | 1495.3399 | 0 | 0 | 1495.3399 | 1495.4 | -0.060079
3388 | 100 | 0 | 655.41 | 0 | 0 | 0 | 0 | 0 | 0 | 0 | 0 | 1657.47 | 100 | 0 | 0 | 0 | 1495.3399 | 0 | 0 | 1495.3399 | 1495.4 | -0.060079
3389 | 100 | 0 | 661.55 | 0 | 0 | 0 | 0 | 0 | 0 | 0 | 0 | 1657.47 | 100 | 0 | 0 | 0 | 1495.3399 | 0 | 0 | 1495.3399 | 1495.4 | -0.060079
3390 | 100 | 0 | 667.69 | 0 | 0 | 0 | 0 | 0 | 0 | 0 | 0 | 1657.47 | 94.3 | 5.7 | 0 | 0 | 1495.3399 | 269.4148 | 5.7 | 1764.7547 | 1764.97 | -0.21527
3391 | 100 | 0 | 673.82 | 0 | 0 | 0 | 0 | 0 | 0 | 0 | 0 | 1657.47 | 73.42 | 26.58 | 0 | 0 | 1495.3399 | 1256.3238 | 26.58 | 2751.6637 | 2751.92 | -0.2563
3392 | 100 | 0 | 679.96 | 0 | 0 | 0 | 0 | 0 | 0 | 0 | 0 | 1657.47 | 23.03 | 76.97 | 0 | 0 | 1495.3399 | 3638.0452 | 76.97 | 5133.3851 | 5133.35 | 0.035105
3393 | 100 | 0 | 686.1 | 0 | 0 | 0 | 0 | 0 | 0 | 0 | 0 | 1657.47 | 0 | 125.06 | 25.06 | 0 | 1495.3399 | 4726.5755 | 100 | 6221.9154 | 6221.98 | -0.064551
3394 | 100 | 0 | 692.23 | 0 | 0 | 0 | 0 | 0 | 0 | 0 | 0 | 1657.47 | 0 | 161.88 | 61.88 | 0 | 1495.3399 | 4726.5755 | 100 | 6221.9154 | 6221.98 | -0.064551
3395 | 100 | 0 | 698.37 | 0 | 0 | 0 | 0 | 0 | 0 | 0 | 0 | 1657.47 | 0 | 186.61 | 86.61 | 0 | 1495.3399 | 4726.5755 | 100 | 6221.9154 | 6221.98 | -0.064551
3396 | 100 | 0 | 704.5 | 0 | 0 | 0 | 0 | 0 | 0 | 0 | 0 | 1657.47 | 0 | 185.31 | 85.31 | 0 | 1495.3399 | 4726.5755 | 100 | 6221.9154 | 6221.98 | -0.064551
3397 | 100 | 0 | 710.64 | 0 | 0 | 0 | 0 | 0 | 0 | 0 | 0 | 1657.47 | 0 | 174.36 | 74.36 | 0 | 1495.3399 | 4726.5755 | 100 | 6221.9154 | 6221.98 | -0.064551
3398 | 100 | 0 | 716.78 | 0 | 0 | 0 | 0 | 0 | 0 | 0 | 0 | 1657.47 | 0 | 174.47 | 74.47 | 0 | 1495.3399 | 4726.5755 | 100 | 6221.9154 | 6221.98 | -0.064551
3399 | 100 | 0 | 722.91 | 0 | 0 | 0 | 0 | 0 | 0 | 0 | 0 | 1657.47 | 0 | 130.59 | 30.59 | 0 | 1495.3399 | 4726.5755 | 100 | 6221.9154 | 6221.98 | -0.064551
3400 | 100 | 0 | 729.05 | 0 | 0 | 0 | 0 | 0 | 0 | 0 | 0 | 1657.47 | 0 | 116.76 | 16.76 | 0 | 1495.3399 | 4726.5755 | 100 | 6221.9154 | 6221.98 | -0.064551
3401 | 72.28 | 0 | 718.17 | 0 | 0 | 0 | 0 | 0 | 0 | 0 | 0 | 1657.47 | 0 | 72.28 | 0 | 0 | 1495.3399 | 3416.3688 | 72.28 | 4911.7087 | 4911.68 | 0.028713
3402 | 30.22 | 0 | 681.49 | 0 | 0 | 0 | 0 | 0 | 0 | 0 | 0 | 1657.47 | 0 | 30.22 | 0 | 0 | 1495.3399 | 1428.3711 | 30.22 | 2923.711 | 2923.87 | -0.15895
3403 | 36.31 | 0 | 648.54 | 0 | 0 | 0 | 0 | 0 | 0 | 0 | 0 | 1657.47 | 28.13 | 8.18 | 0 | 0 | 1495.3399 | 386.6339 | 8.18 | 1881.9738 | 1881.96 | 0.013799
3404 | 28.13 | 0 | 610.57 | 0 | 0 | 0 | 0 | 0 | 0 | 0 | 0 | 1657.47 | 28.13 | 0 | 0 | 0 | 1495.3399 | 0 | 0 | 1495.3399 | 1495.4 | -0.060079
3405 | 28.13 | 0 | 572.61 | 0 | 0 | 0 | 0 | 0 | 0 | 0 | 0 | 1657.47 | 28.13 | 0 | 0 | 0 | 1495.3399 | 0 | 0 | 1495.3399 | 1495.4 | -0.060079
3406 | 100 | 0 | 578.74 | 0 | 0 | 0 | 0 | 0 | 0 | 0 | 0 | 1657.47 | 100 | 0 | 0 | 0 | 1495.3399 | 0 | 0 | 1495.3399 | 1495.4 | -0.060079
3407 | 100 | 0 | 584.88 | 0 | 0 | 0 | 0 | 0 | 0 | 0 | 0 | 1657.47 | 100 | 0 | 0 | 0 | 1495.3399 | 0 | 0 | 1495.3399 | 1495.4 | -0.060079
3408 | 100 | 0 | 591.01 | 0 | 0 | 0 | 0 | 0 | 0 | 0 | 0 | 1657.47 | 100 | 0 | 0 | 0 | 1495.3399 | 0 | 0 | 1495.3399 | 1495.4 | -0.060079
3409 | 100 | 0 | 597.15 | 0 | 0 | 0 | 0 | 0 | 0 | 0 | 0 | 1657.47 | 100 | 0 | 0 | 0 | 1495.3399 | 0 | 0 | 1495.3399 | 1495.4 | -0.060079
3410 | 100 | 0 | 603.29 | 0 | 0 | 0 | 0 | 0 | 0 | 0 | 0 | 1657.47 | 100 | 0 | 0 | 0 | 1495.3399 | 0 | 0 | 1495.3399 | 1495.4 | -0.060079
3411 | 100 | 0 | 609.42 | 0 | 0 | 0 | 0 | 0 | 0 | 0 | 0 | 1657.47 | 100 | 0 | 0 | 0 | 1495.3399 | 0 | 0 | 1495.3399 | 1495.4 | -0.060079
3412 | 100 | 0 | 615.56 | 0 | 0 | 0 | 0 | 0 | 0 | 0 | 0 | 1657.47 | 100 | 0 | 0 | 0 | 1495.3399 | 0 | 0 | 1495.3399 | 1495.4 | -0.060079
3413 | 100 | 0 | 621.7 | 0 | 0 | 0 | 0 | 0 | 0 | 0 | 0 | 1657.47 | 100 | 0 | 0 | 0 | 1495.3399 | 0 | 0 | 1495.3399 | 1495.4 | -0.060079
3414 | 100 | 0 | 627.83 | 0 | 0 | 0 | 0 | 0 | 0 | 0 | 0 | 1657.47 | 93.99 | 6.01 | 0 | 0 | 1495.3399 | 284.0672 | 6.01 | 1779.4071 | 1779.56 | -0.15289
3415 | 100 | 0 | 633.97 | 0 | 0 | 0 | 0 | 0 | 0 | 0 | 0 | 1657.47 | 73.35 | 26.65 | 0 | 0 | 1495.3399 | 1259.6324 | 26.65 | 2754.9723 | 2754.85 | 0.1223
3416 | 100 | 0 | 640.1 | 0 | 0 | 0 | 0 | 0 | 0 | 0 | 0 | 1657.47 | 24.33 | 75.67 | 0 | 0 | 1495.3399 | 3576.5997 | 75.67 | 5071.9396 | 5072 | -0.060377
3417 | 100 | 0 | 646.24 | 0 | 0 | 0 | 0 | 0 | 0 | 0 | 0 | 1657.47 | 0 | 124.81 | 24.81 | 0 | 1495.3399 | 4726.5755 | 100 | 6221.9154 | 6221.98 | -0.064551
3418 | 100 | 0 | 652.38 | 0 | 0 | 0 | 0 | 0 | 0 | 0 | 0 | 1657.47 | 0 | 162.75 | 62.75 | 0 | 1495.3399 | 4726.5755 | 100 | 6221.9154 | 6221.98 | -0.064551
3419 | 100 | 0 | 658.51 | 0 | 0 | 0 | 0 | 0 | 0 | 0 | 0 | 1657.47 | 0 | 187.88 | 87.88 | 0 | 1495.3399 | 4726.5755 | 100 | 6221.9154 | 6221.98 | -0.064551
3420 | 100 | 0 | 664.65 | 0 | 0 | 0 | 0 | 0 | 0 | 0 | 0 | 1657.47 | 0 | 200 | 100 | 0 | 1495.3399 | 4726.5755 | 100 | 6221.9154 | 6221.98 | -0.064551
3421 | 59.15 | 0 | 645.72 | 0 | 0 | 0 | 0 | 0 | 0 | 0 | 0 | 1657.47 | 0 | 59.15 | 0 | 0 | 1495.3399 | 2795.7694 | 59.15 | 4291.1093 | 4291.27 | -0.16065
3422 | 39.31 | 0 | 614.61 | 0 | 0 | 0 | 0 | 0 | 0 | 0 | 0 | 1657.47 | 0 | 39.31 | 0 | 0 | 1495.3399 | 1858.0168 | 39.31 | 3353.3568 | 3353.33 | 0.026761
3423 | 47.39 | 0 | 588.46 | 0 | 0 | 0 | 0 | 0 | 0 | 0 | 0 | 1657.47 | 0 | 47.39 | 0 | 0 | 1495.3399 | 2239.9241 | 47.39 | 3735.2641 | 3735.52 | -0.25594
3424 | 96.26 | 0 | 592.3 | 0 | 0 | 0 | 0 | 0 | 0 | 0 | 0 | 1657.47 | 0 | 96.26 | 0 | 0 | 1495.3399 | 4549.8016 | 96.26 | 6045.1415 | 6045.2 | -0.058476
3425 | 14.75 | 0 | 546.13 | 0 | 0 | 0 | 0 | 0 | 0 | 0 | 0 | 1657.47 | 0 | 14.75 | 0 | 0 | 1495.3399 | 697.1699 | 14.75 | 2192.5098 | 2192.67 | -0.16019
3426 | 27.83 | 0 | 507.98 | 0 | 0 | 0 | 0 | 0 | 0 | 0 | 0 | 1657.47 | 0 | 27.83 | 0 | 0 | 1495.3399 | 1315.406 | 27.83 | 2810.7459 | 2810.9 | -0.15411
3427 | 36.35 | 0 | 475.05 | 0 | 0 | 0 | 0 | 0 | 0 | 0 | 0 | 1657.47 | 28.13 | 8.22 | 0 | 0 | 1495.3399 | 388.5245 | 8.22 | 1883.8644 | 1883.71 | 0.15443
3428 | 28.13 | 0 | 437.08 | 0 | 0 | 0 | 0 | 0 | 0 | 0 | 0 | 1657.47 | 28.13 | 0 | 0 | 0 | 1495.3399 | 0 | 0 | 1495.3399 | 1495.4 | -0.060079
3429 | 28.13 | 0 | 399.11 | 0 | 0 | 0 | 0 | 0 | 0 | 0 | 0 | 1657.47 | 28.13 | 0 | 0 | 0 | 1495.3399 | 0 | 0 | 1495.3399 | 1495.4 | -0.060079
3430 | 100 | 0 | 405.25 | 0 | 0 | 0 | 0 | 0 | 0 | 0 | 0 | 1657.47 | 100 | 0 | 0 | 0 | 1495.3399 | 0 | 0 | 1495.3399 | 1495.4 | -0.060079
3431 | 100 | 0 | 411.39 | 0 | 0 | 0 | 0 | 0 | 0 | 0 | 0 | 1657.47 | 100 | 0 | 0 | 0 | 1495.3399 | 0 | 0 | 1495.3399 | 1495.4 | -0.060079
3432 | 100 | 0 | 417.52 | 0 | 0 | 0 | 0 | 0 | 0 | 0 | 0 | 1657.47 | 100 | 0 | 0 | 0 | 1495.3399 | 0 | 0 | 1495.3399 | 1495.4 | -0.060079
3433 | 100 | 0 | 423.66 | 0 | 0 | 0 | 0 | 0 | 0 | 0 | 0 | 1657.47 | 100 | 0 | 0 | 0 | 1495.3399 | 0 | 0 | 1495.3399 | 1495.4 | -0.060079
3434 | 100 | 0 | 429.8 | 0 | 0 | 0 | 0 | 0 | 0 | 0 | 0 | 1657.47 | 100 | 0 | 0 | 0 | 1495.3399 | 0 | 0 | 1495.3399 | 1495.4 | -0.060079
3435 | 100 | 0 | 435.93 | 0 | 0 | 0 | 0 | 0 | 0 | 0 | 0 | 1657.47 | 100 | 0 | 0 | 0 | 1495.3399 | 0 | 0 | 1495.3399 | 1495.4 | -0.060079
3436 | 100 | 0 | 442.07 | 0 | 0 | 0 | 0 | 0 | 0 | 0 | 0 | 1657.47 | 100 | 0 | 0 | 0 | 1495.3399 | 0 | 0 | 1495.3399 | 1495.4 | -0.060079
3437 | 100 | 0 | 448.2 | 0 | 0 | 0 | 0 | 0 | 0 | 0 | 0 | 1657.47 | 100 | 0 | 0 | 0 | 1495.3399 | 0 | 0 | 1495.3399 | 1495.4 | -0.060079
3438 | 100 | 0 | 454.34 | 0 | 0 | 0 | 0 | 0 | 0 | 0 | 0 | 1657.47 | 94.11 | 5.89 | 0 | 0 | 1495.3399 | 278.3953 | 5.89 | 1773.7352 | 1773.75 | -0.014781
3439 | 100 | 0 | 460.48 | 0 | 0 | 0 | 0 | 0 | 0 | 0 | 0 | 1657.47 | 72.94 | 27.06 | 0 | 0 | 1495.3399 | 1279.0113 | 27.06 | 2774.3513 | 2774.51 | -0.15874
3440 | 100 | 0 | 466.61 | 0 | 0 | 0 | 0 | 0 | 0 | 0 | 0 | 1657.47 | 24.24 | 75.76 | 0 | 0 | 1495.3399 | 3580.8536 | 75.76 | 5076.1935 | 5076.35 | -0.15646
3441 | 100 | 0 | 472.75 | 0 | 0 | 0 | 0 | 0 | 0 | 0 | 0 | 1657.47 | 0 | 124.98 | 24.98 | 0 | 1495.3399 | 4726.5755 | 100 | 6221.9154 | 6221.98 | -0.064551
3442 | 100 | 0 | 478.89 | 0 | 0 | 0 | 0 | 0 | 0 | 0 | 0 | 1657.47 | 0 | 164.87 | 64.87 | 0 | 1495.3399 | 4726.5755 | 100 | 6221.9154 | 6221.98 | -0.064551
3443 | 100 | 0 | 485.02 | 0 | 0 | 0 | 0 | 0 | 0 | 0 | 0 | 1657.47 | 0 | 190.41 | 90.41 | 0 | 1495.3399 | 4726.5755 | 100 | 6221.9154 | 6221.98 | -0.064551
3444 | 100 | 0 | 491.16 | 0 | 0 | 0 | 0 | 0 | 0 | 0 | 0 | 1657.47 | 0 | 200 | 100 | 0 | 1495.3399 | 4726.5755 | 100 | 6221.9154 | 6221.98 | -0.064551
3445 | 100 | 0 | 497.29 | 0 | 0 | 0 | 0 | 0 | 0 | 0 | 0 | 1657.47 | 0 | 200 | 100 | 0 | 1495.3399 | 4726.5755 | 100 | 6221.9154 | 6221.98 | -0.064551
3446 | 100 | 0 | 503.43 | 0 | 0 | 0 | 0 | 0 | 0 | 0 | 0 | 1657.47 | 0 | 191.36 | 91.36 | 0 | 1495.3399 | 4726.5755 | 100 | 6221.9154 | 6221.98 | -0.064551
3447 | 100 | 0 | 509.57 | 0 | 0 | 0 | 0 | 0 | 0 | 0 | 0 | 1657.47 | 0 | 166.06 | 66.06 | 0 | 1495.3399 | 4726.5755 | 100 | 6221.9154 | 6221.98 | -0.064551
3448 | 100 | 0 | 515.7 | 0 | 0 | 0 | 0 | 0 | 0 | 0 | 0 | 1657.47 | 0 | 119.88 | 19.88 | 0 | 1495.3399 | 4726.5755 | 100 | 6221.9154 | 6221.98 | -0.064551
3449 | 81.88 | 0 | 510.72 | 0 | 0 | 0 | 0 | 0 | 0 | 0 | 0 | 1657.47 | 0 | 81.88 | 0 | 0 | 1495.3399 | 3870.12 | 81.88 | 5365.46 | 5365.62 | -0.16004
3450 | 33.08 | 0 | 475.79 | 0 | 0 | 0 | 0 | 0 | 0 | 0 | 0 | 1657.47 | 0 | 33.08 | 0 | 0 | 1495.3399 | 1563.5512 | 33.08 | 3058.8911 | 3058.77 | 0.12111
3451 | 35.4 | 0 | 442.28 | 0 | 0 | 0 | 0 | 0 | 0 | 0 | 0 | 1657.47 | 28.13 | 7.27 | 0 | 0 | 1495.3399 | 343.622 | 7.27 | 1838.962 | 1838.79 | 0.17196
3452 | 28.13 | 0 | 404.31 | 0 | 0 | 0 | 0 | 0 | 0 | 0 | 0 | 1657.47 | 28.13 | 0 | 0 | 0 | 1495.3399 | 0 | 0 | 1495.3399 | 1495.4 | -0.060079
3453 | 28.13 | 0 | 366.34 | 0 | 0 | 0 | 0 | 0 | 0 | 0 | 0 | 1657.47 | 28.13 | 0 | 0 | 0 | 1495.3399 | 0 | 0 | 1495.3399 | 1495.4 | -0.060079
3454 | 100 | 0 | 372.48 | 0 | 0 | 0 | 0 | 0 | 0 | 0 | 0 | 1657.47 | 100 | 0 | 0 | 0 | 1495.3399 | 0 | 0 | 1495.3399 | 1495.4 | -0.060079
3455 | 100 | 0 | 378.62 | 0 | 0 | 0 | 0 | 0 | 0 | 0 | 0 | 1657.47 | 100 | 0 | 0 | 0 | 1495.3399 | 0 | 0 | 1495.3399 | 1495.4 | -0.060079
3456 | 100 | 0 | 384.75 | 0 | 0 | 0 | 0 | 0 | 0 | 0 | 0 | 1657.47 | 100 | 0 | 0 | 0 | 1495.3399 | 0 | 0 | 1495.3399 | 1495.4 | -0.060079
3457 | 100 | 0 | 390.89 | 0 | 0 | 0 | 0 | 0 | 0 | 0 | 0 | 1657.47 | 100 | 0 | 0 | 0 | 1495.3399 | 0 | 0 | 1495.3399 | 1495.4 | -0.060079
3458 | 100 | 0 | 397.02 | 0 | 0 | 0 | 0 | 0 | 0 | 0 | 0 | 1657.47 | 100 | 0 | 0 | 0 | 1495.3399 | 0 | 0 | 1495.3399 | 1495.4 | -0.060079
3459 | 100 | 0 | 403.16 | 0 | 0 | 0 | 0 | 0 | 0 | 0 | 0 | 1657.47 | 100 | 0 | 0 | 0 | 1495.3399 | 0 | 0 | 1495.3399 | 1495.4 | -0.060079
3460 | 100 | 0 | 409.3 | 0 | 0 | 0 | 0 | 0 | 0 | 0 | 0 | 1657.47 | 100 | 0 | 0 | 0 | 1495.3399 | 0 | 0 | 1495.3399 | 1495.4 | -0.060079
3461 | 100 | 0 | 415.43 | 0 | 0 | 0 | 0 | 0 | 0 | 0 | 0 | 1657.47 | 100 | 0 | 0 | 0 | 1495.3399 | 0 | 0 | 1495.3399 | 1495.4 | -0.060079
3462 | 100 | 0 | 421.57 | 0 | 0 | 0 | 0 | 0 | 0 | 0 | 0 | 1657.47 | 94.29 | 5.71 | 0 | 0 | 1495.3399 | 269.8875 | 5.71 | 1765.2274 | 1765.15 | 0.077383
3463 | 100 | 0 | 427.71 | 0 | 0 | 0 | 0 | 0 | 0 | 0 | 0 | 1657.47 | 73.58 | 26.42 | 0 | 0 | 1495.3399 | 1248.7613 | 26.42 | 2744.1012 | 2744.16 | -0.058825
3464 | 100 | 0 | 433.84 | 0 | 0 | 0 | 0 | 0 | 0 | 0 | 0 | 1657.47 | 25.29 | 74.71 | 0 | 0 | 1495.3399 | 3531.2246 | 74.71 | 5026.5645 | 5026.72 | -0.1555
3465 | 100 | 0 | 439.98 | 0 | 0 | 0 | 0 | 0 | 0 | 0 | 0 | 1657.47 | 0 | 122.17 | 22.17 | 0 | 1495.3399 | 4726.5755 | 100 | 6221.9154 | 6221.98 | -0.064551
3466 | 100 | 0 | 446.11 | 0 | 0 | 0 | 0 | 0 | 0 | 0 | 0 | 1657.47 | 0 | 158.36 | 58.36 | 0 | 1495.3399 | 4726.5755 | 100 | 6221.9154 | 6221.98 | -0.064551
3467 | 100 | 0 | 452.25 | 0 | 0 | 0 | 0 | 0 | 0 | 0 | 0 | 1657.47 | 0 | 184.64 | 84.64 | 0 | 1495.3399 | 4726.5755 | 100 | 6221.9154 | 6221.98 | -0.064551
3468 | 100 | 0 | 458.39 | 0 | 0 | 0 | 0 | 0 | 0 | 0 | 0 | 1657.47 | 0 | 197.25 | 97.25 | 0 | 1495.3399 | 4726.5755 | 100 | 6221.9154 | 6221.98 | -0.064551
3469 | 100 | 0 | 464.52 | 0 | 0 | 0 | 0 | 0 | 0 | 0 | 0 | 1657.47 | 0 | 198.42 | 98.42 | 0 | 1495.3399 | 4726.5755 | 100 | 6221.9154 | 6221.98 | -0.064551
3470 | 100 | 0 | 470.66 | 0 | 0 | 0 | 0 | 0 | 0 | 0 | 0 | 1657.47 | 0 | 185.06 | 85.06 | 0 | 1495.3399 | 4726.5755 | 100 | 6221.9154 | 6221.98 | -0.064551
3471 | 100 | 0 | 476.8 | 0 | 0 | 0 | 0 | 0 | 0 | 0 | 0 | 1657.47 | 0 | 162.19 | 62.19 | 0 | 1495.3399 | 4726.5755 | 100 | 6221.9154 | 6221.98 | -0.064551
3472 | 100 | 0 | 482.93 | 0 | 0 | 0 | 0 | 0 | 0 | 0 | 0 | 1657.47 | 0 | 126.53 | 26.53 | 0 | 1495.3399 | 4726.5755 | 100 | 6221.9154 | 6221.98 | -0.064551
3473 | 80.49 | 0 | 477.1 | 0 | 0 | 0 | 0 | 0 | 0 | 0 | 0 | 1657.47 | 0 | 80.49 | 0 | 0 | 1495.3399 | 3804.4206 | 80.49 | 5299.7606 | 5299.92 | -0.15944
3474 | 31.49 | 0 | 441.19 | 0 | 0 | 0 | 0 | 0 | 0 | 0 | 0 | 1657.47 | 0 | 31.49 | 0 | 0 | 1495.3399 | 1488.3986 | 31.49 | 2983.7386 | 2983.8 | -0.061445
3475 | 34.64 | 0 | 407.22 | 0 | 0 | 0 | 0 | 0 | 0 | 0 | 0 | 1657.47 | 28.13 | 6.51 | 0 | 0 | 1495.3399 | 307.7001 | 6.51 | 1803.04 | 1803.05 | -0.010012
3476 | 28.13 | 0 | 369.25 | 0 | 0 | 0 | 0 | 0 | 0 | 0 | 0 | 1657.47 | 28.13 | 0 | 0 | 0 | 1495.3399 | 0 | 0 | 1495.3399 | 1495.4 | -0.060079
3477 | 28.13 | 0 | 331.28 | 0 | 0 | 0 | 0 | 0 | 0 | 0 | 0 | 1657.47 | 28.13 | 0 | 0 | 0 | 1495.3399 | 0 | 0 | 1495.3399 | 1495.4 | -0.060079
3478 | 100 | 0 | 337.42 | 0 | 0 | 0 | 0 | 0 | 0 | 0 | 0 | 1657.47 | 100 | 0 | 0 | 0 | 1495.3399 | 0 | 0 | 1495.3399 | 1495.4 | -0.060079
3479 | 100 | 0 | 343.55 | 0 | 0 | 0 | 0 | 0 | 0 | 0 | 0 | 1657.47 | 100 | 0 | 0 | 0 | 1495.3399 | 0 | 0 | 1495.3399 | 1495.4 | -0.060079
3480 | 100 | 0 | 349.69 | 0 | 0 | 0 | 0 | 0 | 0 | 0 | 0 | 1657.47 | 100 | 0 | 0 | 0 | 1495.3399 | 0 | 0 | 1495.3399 | 1495.4 | -0.060079
3481 | 100 | 0 | 355.83 | 0 | 0 | 0 | 0 | 0 | 0 | 0 | 0 | 1657.47 | 100 | 0 | 0 | 0 | 1495.3399 | 0 | 0 | 1495.3399 | 1495.4 | -0.060079
3482 | 100 | 0 | 361.96 | 0 | 0 | 0 | 0 | 0 | 0 | 0 | 0 | 1657.47 | 100 | 0 | 0 | 0 | 1495.3399 | 0 | 0 | 1495.3399 | 1495.4 | -0.060079
3483 | 100 | 0 | 368.1 | 0 | 0 | 0 | 0 | 0 | 0 | 0 | 0 | 1657.47 | 100 | 0 | 0 | 0 | 1495.3399 | 0 | 0 | 1495.3399 | 1495.4 | -0.060079
3484 | 100 | 0 | 374.24 | 0 | 0 | 0 | 0 | 0 | 0 | 0 | 0 | 1657.47 | 100 | 0 | 0 | 0 | 1495.3399 | 0 | 0 | 1495.3399 | 1495.4 | -0.060079
3485 | 100 | 0 | 380.37 | 0 | 0 | 0 | 0 | 0 | 0 | 0 | 0 | 1657.47 | 100 | 0 | 0 | 0 | 1495.3399 | 0 | 0 | 1495.3399 | 1495.4 | -0.060079
3486 | 100 | 0 | 386.51 | 0 | 0 | 0 | 0 | 0 | 0 | 0 | 0 | 1657.47 | 94.12 | 5.88 | 0 | 0 | 1495.3399 | 277.9226 | 5.88 | 1773.2626 | 1773.52 | -0.25744
3487 | 100 | 0 | 392.64 | 0 | 0 | 0 | 0 | 0 | 0 | 0 | 0 | 1657.47 | 73.11 | 26.89 | 0 | 0 | 1495.3399 | 1270.9762 | 26.89 | 2766.3161 | 2766.57 | -0.25392
3488 | 100 | 0 | 398.78 | 0 | 0 | 0 | 0 | 0 | 0 | 0 | 0 | 1657.47 | 25.06 | 74.94 | 0 | 0 | 1495.3399 | 3542.0957 | 74.94 | 5037.4356 | 5037.59 | -0.15438
3489 | 100 | 0 | 404.92 | 0 | 0 | 0 | 0 | 0 | 0 | 0 | 0 | 1657.47 | 0 | 121.35 | 21.35 | 0 | 1495.3399 | 4726.5755 | 100 | 6221.9154 | 6221.98 | -0.064551
3490 | 100 | 0 | 411.05 | 0 | 0 | 0 | 0 | 0 | 0 | 0 | 0 | 1657.47 | 0 | 156.83 | 56.83 | 0 | 1495.3399 | 4726.5755 | 100 | 6221.9154 | 6221.98 | -0.064551
3491 | 100 | 0 | 417.19 | 0 | 0 | 0 | 0 | 0 | 0 | 0 | 0 | 1657.47 | 0 | 181.23 | 81.23 | 0 | 1495.3399 | 4726.5755 | 100 | 6221.9154 | 6221.98 | -0.064551
3492 | 100 | 0 | 423.33 | 0 | 0 | 0 | 0 | 0 | 0 | 0 | 0 | 1657.47 | 0 | 192.23 | 92.23 | 0 | 1495.3399 | 4726.5755 | 100 | 6221.9154 | 6221.98 | -0.064551
3493 | 100 | 0 | 429.46 | 0 | 0 | 0 | 0 | 0 | 0 | 0 | 0 | 1657.47 | 0 | 192.91 | 92.91 | 0 | 1495.3399 | 4726.5755 | 100 | 6221.9154 | 6221.98 | -0.064551
3494 | 100 | 0 | 435.6 | 0 | 0 | 0 | 0 | 0 | 0 | 0 | 0 | 1657.47 | 0 | 182.22 | 82.22 | 0 | 1495.3399 | 4726.5755 | 100 | 6221.9154 | 6221.98 | -0.064551
3495 | 100 | 0 | 441.73 | 0 | 0 | 0 | 0 | 0 | 0 | 0 | 0 | 1657.47 | 0 | 158.69 | 58.69 | 0 | 1495.3399 | 4726.5755 | 100 | 6221.9154 | 6221.98 | -0.064551
3496 | 100 | 0 | 447.87 | 0 | 0 | 0 | 0 | 0 | 0 | 0 | 0 | 1657.47 | 0 | 124.72 | 24.72 | 0 | 1495.3399 | 4726.5755 | 100 | 6221.9154 | 6221.98 | -0.064551
3497 | 79.47 | 0 | 441.41 | 0 | 0 | 0 | 0 | 0 | 0 | 0 | 0 | 1657.47 | 0 | 79.47 | 0 | 0 | 1495.3399 | 3756.2096 | 79.47 | 5251.5495 | 5251.71 | -0.16051
3498 | 32.05 | 0 | 405.84 | 0 | 0 | 0 | 0 | 0 | 0 | 0 | 0 | 1657.47 | 0 | 32.05 | 0 | 0 | 1495.3399 | 1514.8675 | 32.05 | 3010.2074 | 3010.08 | 0.12738
3499 | 35.06 | 0 | 372.13 | 0 | 0 | 0 | 0 | 0 | 0 | 0 | 0 | 1657.47 | 28.13 | 6.92 | 0 | 0 | 1495.3399 | 327.079 | 6.92 | 1822.4189 | 1822.68 | -0.26105
3500 | 28.13 | 0 | 334.16 | 0 | 0 | 0 | 0 | 0 | 0 | 0 | 0 | 1657.47 | 28.13 | 0 | 0 | 0 | 1495.3399 | 0 | 0 | 1495.3399 | 1495.4 | -0.060079
3501 | 28.13 | 0 | 296.19 | 0 | 0 | 0 | 0 | 0 | 0 | 0 | 0 | 1657.47 | 28.13 | 0 | 0 | 0 | 1495.3399 | 0 | 0 | 1495.3399 | 1495.4 | -0.060079
3502 | 100 | 0 | 302.33 | 0 | 0 | 0 | 0 | 0 | 0 | 0 | 0 | 1657.47 | 100 | 0 | 0 | 0 | 1495.3399 | 0 | 0 | 1495.3399 | 1495.4 | -0.060079
3503 | 100 | 0 | 308.46 | 0 | 0 | 0 | 0 | 0 | 0 | 0 | 0 | 1657.47 | 100 | 0 | 0 | 0 | 1495.3399 | 0 | 0 | 1495.3399 | 1495.4 | -0.060079
3504 | 100 | 0 | 314.6 | 0 | 0 | 0 | 0 | 0 | 0 | 0 | 0 | 1657.47 | 100 | 0 | 0 | 0 | 1495.3399 | 0 | 0 | 1495.3399 | 1495.4 | -0.060079
3505 | 100 | 0 | 320.74 | 0 | 0 | 0 | 0 | 0 | 0 | 0 | 0 | 1657.47 | 100 | 0 | 0 | 0 | 1495.3399 | 0 | 0 | 1495.3399 | 1495.4 | -0.060079
3506 | 100 | 0 | 326.87 | 0 | 0 | 0 | 0 | 0 | 0 | 0 | 0 | 1657.47 | 100 | 0 | 0 | 0 | 1495.3399 | 0 | 0 | 1495.3399 | 1495.4 | -0.060079
3507 | 100 | 0 | 333.01 | 0 | 0 | 0 | 0 | 0 | 0 | 0 | 0 | 1657.47 | 100 | 0 | 0 | 0 | 1495.3399 | 0 | 0 | 1495.3399 | 1495.4 | -0.060079
3508 | 100 | 0 | 339.14 | 0 | 0 | 0 | 0 | 0 | 0 | 0 | 0 | 1657.47 | 100 | 0 | 0 | 0 | 1495.3399 | 0 | 0 | 1495.3399 | 1495.4 | -0.060079
3509 | 100 | 0 | 345.28 | 0 | 0 | 0 | 0 | 0 | 0 | 0 | 0 | 1657.47 | 100 | 0 | 0 | 0 | 1495.3399 | 0 | 0 | 1495.3399 | 1495.4 | -0.060079
3510 | 100 | 0 | 351.42 | 0 | 0 | 0 | 0 | 0 | 0 | 0 | 0 | 1657.47 | 94 | 6 | 0 | 0 | 1495.3399 | 283.5945 | 6 | 1778.9345 | 1779.12 | -0.18555
3511 | 100 | 0 | 357.55 | 0 | 0 | 0 | 0 | 0 | 0 | 0 | 0 | 1657.47 | 73.71 | 26.29 | 0 | 0 | 1495.3399 | 1242.6167 | 26.29 | 2737.9566 | 2737.83 | 0.12663
3512 | 100 | 0 | 363.69 | 0 | 0 | 0 | 0 | 0 | 0 | 0 | 0 | 1657.47 | 27.22 | 72.78 | 0 | 0 | 1495.3399 | 3440.0017 | 72.78 | 4935.3416 | 4935.41 | -0.06841
3513 | 100 | 0 | 369.83 | 0 | 0 | 0 | 0 | 0 | 0 | 0 | 0 | 1657.47 | 0 | 116.46 | 16.46 | 0 | 1495.3399 | 4726.5755 | 100 | 6221.9154 | 6221.98 | -0.064551
3514 | 100 | 0 | 375.96 | 0 | 0 | 0 | 0 | 0 | 0 | 0 | 0 | 1657.47 | 0 | 151.85 | 51.85 | 0 | 1495.3399 | 4726.5755 | 100 | 6221.9154 | 6221.98 | -0.064551
3515 | 100 | 0 | 382.1 | 0 | 0 | 0 | 0 | 0 | 0 | 0 | 0 | 1657.47 | 0 | 177.79 | 77.79 | 0 | 1495.3399 | 4726.5755 | 100 | 6221.9154 | 6221.98 | -0.064551
3516 | 100 | 0 | 388.23 | 0 | 0 | 0 | 0 | 0 | 0 | 0 | 0 | 1657.47 | 0 | 191.14 | 91.14 | 0 | 1495.3399 | 4726.5755 | 100 | 6221.9154 | 6221.98 | -0.064551
3517 | 100 | 0 | 394.37 | 0 | 0 | 0 | 0 | 0 | 0 | 0 | 0 | 1657.47 | 0 | 192.08 | 92.08 | 0 | 1495.3399 | 4726.5755 | 100 | 6221.9154 | 6221.98 | -0.064551
3518 | 100 | 0 | 400.51 | 0 | 0 | 0 | 0 | 0 | 0 | 0 | 0 | 1657.47 | 0 | 180.6 | 80.6 | 0 | 1495.3399 | 4726.5755 | 100 | 6221.9154 | 6221.98 | -0.064551
3519 | 100 | 0 | 406.64 | 0 | 0 | 0 | 0 | 0 | 0 | 0 | 0 | 1657.47 | 0 | 158.27 | 58.27 | 0 | 1495.3399 | 4726.5755 | 100 | 6221.9154 | 6221.98 | -0.064551
3520 | 100 | 0 | 412.78 | 0 | 0 | 0 | 0 | 0 | 0 | 0 | 0 | 1657.47 | 0 | 124.42 | 24.42 | 0 | 1495.3399 | 4726.5755 | 100 | 6221.9154 | 6221.98 | -0.064551
3521 | 100 | 0 | 418.92 | 0 | 0 | 0 | 0 | 0 | 0 | 0 | 0 | 1657.47 | 20.31 | 79.69 | 0 | 0 | 1495.3399 | 3766.608 | 79.69 | 5261.948 | 5262.2 | -0.25204
3522 | 100 | 0 | 425.05 | 0 | 0 | 0 | 0 | 0 | 0 | 0 | 0 | 1657.47 | 68.06 | 31.94 | 0 | 0 | 1495.3399 | 1509.6682 | 31.94 | 3005.0081 | 3005.17 | -0.16186
3523 | 100 | 0 | 431.19 | 0 | 0 | 0 | 0 | 0 | 0 | 0 | 0 | 1657.47 | 93.02 | 6.98 | 0 | 0 | 1495.3399 | 329.915 | 6.98 | 1825.2549 | 1825.14 | 0.11489
3524 | 100 | 0 | 437.32 | 0 | 0 | 0 | 0 | 0 | 0 | 0 | 0 | 1657.47 | 100 | 0 | 0 | 0 | 1495.3399 | 0 | 0 | 1495.3399 | 1495.4 | -0.060079
3525 | 100 | 0 | 443.46 | 0 | 0 | 0 | 0 | 0 | 0 | 0 | 0 | 1657.47 | 100 | 0 | 0 | 0 | 1495.3399 | 0 | 0 | 1495.3399 | 1495.4 | -0.060079
3526 | 100 | 0 | 449.6 | 0 | 0 | 0 | 0 | 0 | 0 | 0 | 0 | 1657.47 | 100 | 0 | 0 | 0 | 1495.3399 | 0 | 0 | 1495.3399 | 1495.4 | -0.060079
3527 | 100 | 0 | 455.73 | 0 | 0 | 0 | 0 | 0 | 0 | 0 | 0 | 1657.47 | 100 | 0 | 0 | 0 | 1495.3399 | 0 | 0 | 1495.3399 | 1495.4 | -0.060079
3528 | 100 | 0 | 461.87 | 0 | 0 | 0 | 0 | 0 | 0 | 0 | 0 | 1657.47 | 100 | 0 | 0 | 0 | 1495.3399 | 0 | 0 | 1495.3399 | 1495.4 | -0.060079
3529 | 100 | 0 | 468.01 | 0 | 0 | 0 | 0 | 0 | 0 | 0 | 0 | 1657.47 | 100 | 0 | 0 | 0 | 1495.3399 | 0 | 0 | 1495.3399 | 1495.4 | -0.060079
3530 | 100 | 0 | 474.14 | 0 | 0 | 0 | 0 | 0 | 0 | 0 | 0 | 1657.47 | 100 | 0 | 0 | 0 | 1495.3399 | 0 | 0 | 1495.3399 | 1495.4 | -0.060079
3531 | 100 | 0 | 480.28 | 0 | 0 | 0 | 0 | 0 | 0 | 0 | 0 | 1657.47 | 100 | 0 | 0 | 0 | 1495.3399 | 0 | 0 | 1495.3399 | 1495.4 | -0.060079
3532 | 100 | 0 | 486.41 | 0 | 0 | 0 | 0 | 0 | 0 | 0 | 0 | 1657.47 | 100 | 0 | 0 | 0 | 1495.3399 | 0 | 0 | 1495.3399 | 1495.4 | -0.060079
3533 | 100 | 0 | 492.55 | 0 | 0 | 0 | 0 | 0 | 0 | 0 | 0 | 1657.47 | 100 | 0 | 0 | 0 | 1495.3399 | 0 | 0 | 1495.3399 | 1495.4 | -0.060079
3534 | 100 | 0 | 498.69 | 0 | 0 | 0 | 0 | 0 | 0 | 0 | 0 | 1657.47 | 94.03 | 5.97 | 0 | 0 | 1495.3399 | 282.1766 | 5.97 | 1777.5165 | 1777.53 | -0.01352
3535 | 100 | 0 | 504.82 | 0 | 0 | 0 | 0 | 0 | 0 | 0 | 0 | 1657.47 | 73.13 | 26.87 | 0 | 0 | 1495.3399 | 1270.0308 | 26.87 | 2765.3708 | 2765.62 | -0.24923
3536 | 100 | 0 | 510.96 | 0 | 0 | 0 | 0 | 0 | 0 | 0 | 0 | 1657.47 | 25.28 | 74.72 | 0 | 0 | 1495.3399 | 3531.6972 | 74.72 | 5027.0372 | 5026.91 | 0.12716
3537 | 100 | 0 | 517.1 | 0 | 0 | 0 | 0 | 0 | 0 | 0 | 0 | 1657.47 | 0 | 115.62 | 15.62 | 0 | 1495.3399 | 4726.5755 | 100 | 6221.9154 | 6221.98 | -0.064551
3538 | 100 | 0 | 523.23 | 0 | 0 | 0 | 0 | 0 | 0 | 0 | 0 | 1657.47 | 0 | 143.8 | 43.8 | 0 | 1495.3399 | 4726.5755 | 100 | 6221.9154 | 6221.98 | -0.064551
3539 | 100 | 0 | 529.37 | 0 | 0 | 0 | 0 | 0 | 0 | 0 | 0 | 1657.47 | 0 | 168.78 | 68.78 | 0 | 1495.3399 | 4726.5755 | 100 | 6221.9154 | 6221.98 | -0.064551
3540 | 100 | 0 | 535.5 | 0 | 0 | 0 | 0 | 0 | 0 | 0 | 0 | 1657.47 | 0 | 192.53 | 92.53 | 0 | 1495.3399 | 4726.5755 | 100 | 6221.9154 | 6221.98 | -0.064551
3541 | 100 | 0 | 541.64 | 0 | 0 | 0 | 0 | 0 | 0 | 0 | 0 | 1657.47 | 0 | 192.06 | 92.06 | 0 | 1495.3399 | 4726.5755 | 100 | 6221.9154 | 6221.98 | -0.064551
3542 | 100 | 0 | 547.78 | 0 | 0 | 0 | 0 | 0 | 0 | 0 | 0 | 1657.47 | 0 | 181.88 | 81.88 | 0 | 1495.3399 | 4726.5755 | 100 | 6221.9154 | 6221.98 | -0.064551
3543 | 100 | 0 | 553.91 | 0 | 0 | 0 | 0 | 0 | 0 | 0 | 0 | 1657.47 | 0 | 158.28 | 58.28 | 0 | 1495.3399 | 4726.5755 | 100 | 6221.9154 | 6221.98 | -0.064551
3544 | 100 | 0 | 560.05 | 0 | 0 | 0 | 0 | 0 | 0 | 0 | 0 | 1657.47 | 0 | 114.69 | 14.69 | 0 | 1495.3399 | 4726.5755 | 100 | 6221.9154 | 6221.98 | -0.064551
3545 | 100 | 0 | 566.19 | 0 | 0 | 0 | 0 | 0 | 0 | 0 | 0 | 1657.47 | 20.99 | 79.01 | 0 | 0 | 1495.3399 | 3734.4673 | 79.01 | 5229.8072 | 5229.78 | 0.027246
3546 | 100 | 0 | 572.32 | 0 | 0 | 0 | 0 | 0 | 0 | 0 | 0 | 1657.47 | 67.47 | 32.53 | 0 | 0 | 1495.3399 | 1537.555 | 32.53 | 3032.8949 | 3033.05 | -0.15506
3547 | 100 | 0 | 578.46 | 0 | 0 | 0 | 0 | 0 | 0 | 0 | 0 | 1657.47 | 92.7 | 7.3 | 0 | 0 | 1495.3399 | 345.04 | 7.3 | 1840.3799 | 1840.24 | 0.13993
3548 | 100 | 0 | 584.59 | 0 | 0 | 0 | 0 | 0 | 0 | 0 | 0 | 1657.47 | 100 | 0 | 0 | 0 | 1495.3399 | 0 | 0 | 1495.3399 | 1495.4 | -0.060079
3549 | 100 | 0 | 590.73 | 0 | 0 | 0 | 0 | 0 | 0 | 0 | 0 | 1657.47 | 100 | 0 | 0 | 0 | 1495.3399 | 0 | 0 | 1495.3399 | 1495.4 | -0.060079
3550 | 100 | 0 | 596.87 | 0 | 0 | 0 | 0 | 0 | 0 | 0 | 0 | 1657.47 | 100 | 0 | 0 | 0 | 1495.3399 | 0 | 0 | 1495.3399 | 1495.4 | -0.060079
3551 | 100 | 0 | 603 | 0 | 0 | 0 | 0 | 0 | 0 | 0 | 0 | 1657.47 | 100 | 0 | 0 | 0 | 1495.3399 | 0 | 0 | 1495.3399 | 1495.4 | -0.060079
3552 | 100 | 0 | 609.14 | 0 | 0 | 0 | 0 | 0 | 0 | 0 | 0 | 1657.47 | 100 | 0 | 0 | 0 | 1495.3399 | 0 | 0 | 1495.3399 | 1495.4 | -0.060079
3553 | 100 | 0 | 615.28 | 0 | 0 | 0 | 0 | 0 | 0 | 0 | 0 | 1657.47 | 100 | 0 | 0 | 0 | 1495.3399 | 0 | 0 | 1495.3399 | 1495.4 | -0.060079
3554 | 100 | 0 | 621.41 | 0 | 0 | 0 | 0 | 0 | 0 | 0 | 0 | 1657.47 | 100 | 0 | 0 | 0 | 1495.3399 | 0 | 0 | 1495.3399 | 1495.4 | -0.060079
3555 | 100 | 0 | 627.55 | 0 | 0 | 0 | 0 | 0 | 0 | 0 | 0 | 1657.47 | 100 | 0 | 0 | 0 | 1495.3399 | 0 | 0 | 1495.3399 | 1495.4 | -0.060079
3556 | 100 | 0 | 633.68 | 0 | 0 | 0 | 0 | 0 | 0 | 0 | 0 | 1657.47 | 100 | 0 | 0 | 0 | 1495.3399 | 0 | 0 | 1495.3399 | 1495.4 | -0.060079
3557 | 100 | 0 | 639.82 | 0 | 0 | 0 | 0 | 0 | 0 | 0 | 0 | 1657.47 | 100 | 0 | 0 | 0 | 1495.3399 | 0 | 0 | 1495.3399 | 1495.4 | -0.060079
3558 | 100 | 0 | 645.96 | 0 | 0 | 0 | 0 | 0 | 0 | 0 | 0 | 1657.47 | 94.01 | 5.99 | 0 | 0 | 1495.3399 | 283.1219 | 5.99 | 1778.4618 | 1778.74 | -0.27821
3559 | 100 | 0 | 652.09 | 0 | 0 | 0 | 0 | 0 | 0 | 0 | 0 | 1657.47 | 73.4 | 26.6 | 0 | 0 | 1495.3399 | 1257.2691 | 26.6 | 2752.609 | 2752.77 | -0.16099
3560 | 100 | 0 | 658.23 | 0 | 0 | 0 | 0 | 0 | 0 | 0 | 0 | 1657.47 | 25.56 | 74.44 | 0 | 0 | 1495.3399 | 3518.4628 | 74.44 | 5013.8027 | 5013.77 | 0.032744
3561 | 100 | 0 | 664.37 | 0 | 0 | 0 | 0 | 0 | 0 | 0 | 0 | 1657.47 | 0 | 120.77 | 20.77 | 0 | 1495.3399 | 4726.5755 | 100 | 6221.9154 | 6221.98 | -0.064551
3562 | 100 | 0 | 670.5 | 0 | 0 | 0 | 0 | 0 | 0 | 0 | 0 | 1657.47 | 0 | 155.82 | 55.82 | 0 | 1495.3399 | 4726.5755 | 100 | 6221.9154 | 6221.98 | -0.064551
3563 | 100 | 0 | 676.64 | 0 | 0 | 0 | 0 | 0 | 0 | 0 | 0 | 1657.47 | 0 | 177.87 | 77.87 | 0 | 1495.3399 | 4726.5755 | 100 | 6221.9154 | 6221.98 | -0.064551
3564 | 100 | 0 | 682.77 | 0 | 0 | 0 | 0 | 0 | 0 | 0 | 0 | 1657.47 | 0 | 189.49 | 89.49 | 0 | 1495.3399 | 4726.5755 | 100 | 6221.9154 | 6221.98 | -0.064551
3565 | 100 | 0 | 688.91 | 0 | 0 | 0 | 0 | 0 | 0 | 0 | 0 | 1657.47 | 0 | 190.53 | 90.53 | 0 | 1495.3399 | 4726.5755 | 100 | 6221.9154 | 6221.98 | -0.064551
3566 | 100 | 0 | 695.05 | 0 | 0 | 0 | 0 | 0 | 0 | 0 | 0 | 1657.47 | 0 | 178.45 | 78.45 | 0 | 1495.3399 | 4726.5755 | 100 | 6221.9154 | 6221.98 | -0.064551
3567 | 100 | 0 | 701.18 | 0 | 0 | 0 | 0 | 0 | 0 | 0 | 0 | 1657.47 | 0 | 156.92 | 56.92 | 0 | 1495.3399 | 4726.5755 | 100 | 6221.9154 | 6221.98 | -0.064551
3568 | 100 | 0 | 707.32 | 0 | 0 | 0 | 0 | 0 | 0 | 0 | 0 | 1657.47 | 0 | 122.98 | 22.98 | 0 | 1495.3399 | 4726.5755 | 100 | 6221.9154 | 6221.98 | -0.064551
3569 | 78.95 | 0 | 700.54 | 0 | 0 | 0 | 0 | 0 | 0 | 0 | 0 | 1657.47 | 0 | 78.95 | 0 | 0 | 1495.3399 | 3731.6314 | 78.95 | 5226.9713 | 5226.94 | 0.0313
3570 | 32.19 | 0 | 665.06 | 0 | 0 | 0 | 0 | 0 | 0 | 0 | 0 | 1657.47 | 0 | 32.19 | 0 | 0 | 1495.3399 | 1521.4847 | 32.19 | 3016.8246 | 3017.08 | -0.25542
3571 | 35.26 | 0 | 631.47 | 0 | 0 | 0 | 0 | 0 | 0 | 0 | 0 | 1657.47 | 28.13 | 7.13 | 0 | 0 | 1495.3399 | 337.0048 | 7.13 | 1832.3448 | 1832.59 | -0.24524
3572 | 28.13 | 0 | 593.5 | 0 | 0 | 0 | 0 | 0 | 0 | 0 | 0 | 1657.47 | 28.13 | 0 | 0 | 0 | 1495.3399 | 0 | 0 | 1495.3399 | 1495.4 | -0.060079
3573 | 28.13 | 0 | 555.54 | 0 | 0 | 0 | 0 | 0 | 0 | 0 | 0 | 1657.47 | 28.13 | 0 | 0 | 0 | 1495.3399 | 0 | 0 | 1495.3399 | 1495.4 | -0.060079
3574 | 100 | 0 | 561.67 | 0 | 0 | 0 | 0 | 0 | 0 | 0 | 0 | 1657.47 | 100 | 0 | 0 | 0 | 1495.3399 | 0 | 0 | 1495.3399 | 1495.4 | -0.060079
3575 | 100 | 0 | 567.81 | 0 | 0 | 0 | 0 | 0 | 0 | 0 | 0 | 1657.47 | 100 | 0 | 0 | 0 | 1495.3399 | 0 | 0 | 1495.3399 | 1495.4 | -0.060079
3576 | 100 | 0 | 573.95 | 0 | 0 | 0 | 0 | 0 | 0 | 0 | 0 | 1657.47 | 100 | 0 | 0 | 0 | 1495.3399 | 0 | 0 | 1495.3399 | 1495.4 | -0.060079
3577 | 100 | 0 | 580.08 | 0 | 0 | 0 | 0 | 0 | 0 | 0 | 0 | 1657.47 | 100 | 0 | 0 | 0 | 1495.3399 | 0 | 0 | 1495.3399 | 1495.4 | -0.060079
3578 | 100 | 0 | 586.22 | 0 | 0 | 0 | 0 | 0 | 0 | 0 | 0 | 1657.47 | 100 | 0 | 0 | 0 | 1495.3399 | 0 | 0 | 1495.3399 | 1495.4 | -0.060079
3579 | 100 | 0 | 592.35 | 0 | 0 | 0 | 0 | 0 | 0 | 0 | 0 | 1657.47 | 100 | 0 | 0 | 0 | 1495.3399 | 0 | 0 | 1495.3399 | 1495.4 | -0.060079
3580 | 100 | 0 | 598.49 | 0 | 0 | 0 | 0 | 0 | 0 | 0 | 0 | 1657.47 | 100 | 0 | 0 | 0 | 1495.3399 | 0 | 0 | 1495.3399 | 1495.4 | -0.060079
3581 | 100 | 0 | 604.63 | 0 | 0 | 0 | 0 | 0 | 0 | 0 | 0 | 1657.47 | 100 | 0 | 0 | 0 | 1495.3399 | 0 | 0 | 1495.3399 | 1495.4 | -0.060079
3582 | 100 | 0 | 610.76 | 0 | 0 | 0 | 0 | 0 | 0 | 0 | 0 | 1657.47 | 94.22 | 5.78 | 0 | 0 | 1495.3399 | 273.1961 | 5.78 | 1768.536 | 1768.71 | -0.17401
3583 | 100 | 0 | 616.9 | 0 | 0 | 0 | 0 | 0 | 0 | 0 | 0 | 1657.47 | 74.17 | 25.83 | 0 | 0 | 1495.3399 | 1220.8745 | 25.83 | 2716.2144 | 2716.18 | 0.03438
3584 | 100 | 0 | 623.04 | 0 | 0 | 0 | 0 | 0 | 0 | 0 | 0 | 1657.47 | 25.6 | 74.4 | 0 | 0 | 1495.3399 | 3516.5722 | 74.4 | 5011.9121 | 5011.79 | 0.12211
3585 | 100 | 0 | 629.17 | 0 | 0 | 0 | 0 | 0 | 0 | 0 | 0 | 1657.47 | 0 | 119.97 | 19.97 | 0 | 1495.3399 | 4726.5755 | 100 | 6221.9154 | 6221.98 | -0.064551
3586 | 100 | 0 | 635.31 | 0 | 0 | 0 | 0 | 0 | 0 | 0 | 0 | 1657.47 | 0 | 153.77 | 53.77 | 0 | 1495.3399 | 4726.5755 | 100 | 6221.9154 | 6221.98 | -0.064551
3587 | 100 | 0 | 641.44 | 0 | 0 | 0 | 0 | 0 | 0 | 0 | 0 | 1657.47 | 0 | 176.15 | 76.15 | 0 | 1495.3399 | 4726.5755 | 100 | 6221.9154 | 6221.98 | -0.064551
3588 | 100 | 0 | 647.58 | 0 | 0 | 0 | 0 | 0 | 0 | 0 | 0 | 1657.47 | 0 | 185.93 | 85.93 | 0 | 1495.3399 | 4726.5755 | 100 | 6221.9154 | 6221.98 | -0.064551
3589 | 100 | 0 | 653.72 | 0 | 0 | 0 | 0 | 0 | 0 | 0 | 0 | 1657.47 | 0 | 186.04 | 86.04 | 0 | 1495.3399 | 4726.5755 | 100 | 6221.9154 | 6221.98 | -0.064551
3590 | 100 | 0 | 659.85 | 0 | 0 | 0 | 0 | 0 | 0 | 0 | 0 | 1657.47 | 0 | 174.68 | 74.68 | 0 | 1495.3399 | 4726.5755 | 100 | 6221.9154 | 6221.98 | -0.064551
3591 | 100 | 0 | 665.99 | 0 | 0 | 0 | 0 | 0 | 0 | 0 | 0 | 1657.47 | 0 | 153.67 | 53.67 | 0 | 1495.3399 | 4726.5755 | 100 | 6221.9154 | 6221.98 | -0.064551
3592 | 100 | 0 | 672.13 | 0 | 0 | 0 | 0 | 0 | 0 | 0 | 0 | 1657.47 | 0 | 121.55 | 21.55 | 0 | 1495.3399 | 4726.5755 | 100 | 6221.9154 | 6221.98 | -0.064551
3593 | 65.51 | 0 | 657.1 | 0 | 0 | 0 | 0 | 0 | 0 | 0 | 0 | 1657.47 | 0 | 65.51 | 0 | 0 | 1495.3399 | 3096.3796 | 65.51 | 4591.7195 | 4591.97 | -0.25045
3594 | 31.48 | 0 | 621.19 | 0 | 0 | 0 | 0 | 0 | 0 | 0 | 0 | 1657.47 | 0 | 31.48 | 0 | 0 | 1495.3399 | 1487.926 | 31.48 | 2983.2659 | 2983.52 | -0.2541
3595 | 34.88 | 0 | 587.36 | 0 | 0 | 0 | 0 | 0 | 0 | 0 | 0 | 1657.47 | 28.13 | 6.75 | 0 | 0 | 1495.3399 | 319.0438 | 6.75 | 1814.3838 | 1814.52 | -0.13623
3596 | 28.13 | 0 | 549.4 | 0 | 0 | 0 | 0 | 0 | 0 | 0 | 0 | 1657.47 | 28.13 | 0 | 0 | 0 | 1495.3399 | 0 | 0 | 1495.3399 | 1495.4 | -0.060079
3597 | 28.13 | 0 | 511.43 | 0 | 0 | 0 | 0 | 0 | 0 | 0 | 0 | 1657.47 | 28.13 | 0 | 0 | 0 | 1495.3399 | 0 | 0 | 1495.3399 | 1495.4 | -0.060079
3598 | 100 | 0 | 517.57 | 0 | 0 | 0 | 0 | 0 | 0 | 0 | 0 | 1657.47 | 100 | 0 | 0 | 0 | 1495.3399 | 0 | 0 | 1495.3399 | 1495.4 | -0.060079
3599 | 100 | 0 | 523.7 | 0 | 0 | 0 | 0 | 0 | 0 | 0 | 0 | 1657.47 | 100 | 0 | 0 | 0 | 1495.3399 | 0 | 0 | 1495.3399 | 1495.4 | -0.060079
3600 | 100 | 0 | 529.84 | 0 | 0 | 0 | 0 | 0 | 0 | 0 | 0 | 1657.47 | 100 | 0 | 0 | 0 | 1495.3399 | 0 | 0 | 1495.3399 | 1495.4 | -0.060079
3601 | 100 | 0 | 535.97 | 0 | 0 | 0 | 0 | 0 | 0 | 0 | 0 | 1657.47 | 100 | 0 | 0 | 0 | 1495.3399 | 0 | 0 | 1495.3399 | 1495.4 | -0.060079
3602 | 100 | 0 | 542.11 | 0 | 0 | 0 | 0 | 0 | 0 | 0 | 0 | 1657.47 | 100 | 0 | 0 | 0 | 1495.3399 | 0 | 0 | 1495.3399 | 1495.4 | -0.060079
3603 | 100 | 0 | 548.25 | 0 | 0 | 0 | 0 | 0 | 0 | 0 | 0 | 1657.47 | 100 | 0 | 0 | 0 | 1495.3399 | 0 | 0 | 1495.3399 | 1495.4 | -0.060079
3604 | 100 | 0 | 554.38 | 0 | 0 | 0 | 0 | 0 | 0 | 0 | 0 | 1657.47 | 100 | 0 | 0 | 0 | 1495.3399 | 0 | 0 | 1495.3399 | 1495.4 | -0.060079
3605 | 100 | 0 | 560.52 | 0 | 0 | 0 | 0 | 0 | 0 | 0 | 0 | 1657.47 | 100 | 0 | 0 | 0 | 1495.3399 | 0 | 0 | 1495.3399 | 1495.4 | -0.060079
3606 | 100 | 0 | 566.66 | 0 | 0 | 0 | 0 | 0 | 0 | 0 | 0 | 1657.47 | 93.99 | 6.01 | 0 | 0 | 1495.3399 | 284.0672 | 6.01 | 1779.4071 | 1779.29 | 0.11711
3607 | 100 | 0 | 572.79 | 0 | 0 | 0 | 0 | 0 | 0 | 0 | 0 | 1657.47 | 74.16 | 25.84 | 0 | 0 | 1495.3399 | 1221.3471 | 25.84 | 2716.687 | 2716.56 | 0.12704
3608 | 100 | 0 | 578.93 | 0 | 0 | 0 | 0 | 0 | 0 | 0 | 0 | 1657.47 | 25.13 | 74.87 | 0 | 0 | 1495.3399 | 3538.7871 | 74.87 | 5034.127 | 5034.19 | -0.062981
3609 | 100 | 0 | 585.06 | 0 | 0 | 0 | 0 | 0 | 0 | 0 | 0 | 1657.47 | 0 | 121.73 | 21.73 | 0 | 1495.3399 | 4726.5755 | 100 | 6221.9154 | 6221.98 | -0.064551
3610 | 100 | 0 | 591.2 | 0 | 0 | 0 | 0 | 0 | 0 | 0 | 0 | 1657.47 | 0 | 155.09 | 55.09 | 0 | 1495.3399 | 4726.5755 | 100 | 6221.9154 | 6221.98 | -0.064551
3611 | 100 | 0 | 597.34 | 0 | 0 | 0 | 0 | 0 | 0 | 0 | 0 | 1657.47 | 0 | 176.7 | 76.7 | 0 | 1495.3399 | 4726.5755 | 100 | 6221.9154 | 6221.98 | -0.064551
3612 | 100 | 0 | 603.47 | 0 | 0 | 0 | 0 | 0 | 0 | 0 | 0 | 1657.47 | 0 | 186.78 | 86.78 | 0 | 1495.3399 | 4726.5755 | 100 | 6221.9154 | 6221.98 | -0.064551
3613 | 100 | 0 | 609.61 | 0 | 0 | 0 | 0 | 0 | 0 | 0 | 0 | 1657.47 | 0 | 186.91 | 86.91 | 0 | 1495.3399 | 4726.5755 | 100 | 6221.9154 | 6221.98 | -0.064551
3614 | 100 | 0 | 615.75 | 0 | 0 | 0 | 0 | 0 | 0 | 0 | 0 | 1657.47 | 0 | 176.11 | 76.11 | 0 | 1495.3399 | 4726.5755 | 100 | 6221.9154 | 6221.98 | -0.064551
3615 | 100 | 0 | 621.88 | 0 | 0 | 0 | 0 | 0 | 0 | 0 | 0 | 1657.47 | 0 | 154.69 | 54.69 | 0 | 1495.3399 | 4726.5755 | 100 | 6221.9154 | 6221.98 | -0.064551
3616 | 100 | 0 | 628.02 | 0 | 0 | 0 | 0 | 0 | 0 | 0 | 0 | 1657.47 | 0 | 122.54 | 22.54 | 0 | 1495.3399 | 4726.5755 | 100 | 6221.9154 | 6221.98 | -0.064551
3617 | 79.15 | 0 | 621.36 | 0 | 0 | 0 | 0 | 0 | 0 | 0 | 0 | 1657.47 | 0 | 79.15 | 0 | 0 | 1495.3399 | 3741.0845 | 79.15 | 5236.4245 | 5236.49 | -0.065549
3618 | 31.47 | 0 | 585.44 | 0 | 0 | 0 | 0 | 0 | 0 | 0 | 0 | 1657.47 | 0 | 31.47 | 0 | 0 | 1495.3399 | 1487.4533 | 31.47 | 2982.7932 | 2982.86 | -0.066761
3619 | 34.25 | 0 | 551.23 | 0 | 0 | 0 | 0 | 0 | 0 | 0 | 0 | 1657.47 | 28.13 | 6.12 | 0 | 0 | 1495.3399 | 289.2664 | 6.12 | 1784.6063 | 1784.86 | -0.25366
3620 | 28.13 | 0 | 513.26 | 0 | 0 | 0 | 0 | 0 | 0 | 0 | 0 | 1657.47 | 28.13 | 0 | 0 | 0 | 1495.3399 | 0 | 0 | 1495.3399 | 1495.4 | -0.060079
3621 | 28.13 | 0 | 475.3 | 0 | 0 | 0 | 0 | 0 | 0 | 0 | 0 | 1657.47 | 28.13 | 0 | 0 | 0 | 1495.3399 | 0 | 0 | 1495.3399 | 1495.4 | -0.060079
3622 | 100 | 0 | 481.43 | 0 | 0 | 0 | 0 | 0 | 0 | 0 | 0 | 1657.47 | 100 | 0 | 0 | 0 | 1495.3399 | 0 | 0 | 1495.3399 | 1495.4 | -0.060079
3623 | 100 | 0 | 487.57 | 0 | 0 | 0 | 0 | 0 | 0 | 0 | 0 | 1657.47 | 100 | 0 | 0 | 0 | 1495.3399 | 0 | 0 | 1495.3399 | 1495.4 | -0.060079
3624 | 100 | 0 | 493.7 | 0 | 0 | 0 | 0 | 0 | 0 | 0 | 0 | 1657.47 | 100 | 0 | 0 | 0 | 1495.3399 | 0 | 0 | 1495.3399 | 1495.4 | -0.060079
3625 | 100 | 0 | 499.84 | 0 | 0 | 0 | 0 | 0 | 0 | 0 | 0 | 1657.47 | 100 | 0 | 0 | 0 | 1495.3399 | 0 | 0 | 1495.3399 | 1495.4 | -0.060079
3626 | 100 | 0 | 505.98 | 0 | 0 | 0 | 0 | 0 | 0 | 0 | 0 | 1657.47 | 100 | 0 | 0 | 0 | 1495.3399 | 0 | 0 | 1495.3399 | 1495.4 | -0.060079
3627 | 100 | 0 | 512.11 | 0 | 0 | 0 | 0 | 0 | 0 | 0 | 0 | 1657.47 | 100 | 0 | 0 | 0 | 1495.3399 | 0 | 0 | 1495.3399 | 1495.4 | -0.060079
3628 | 100 | 0 | 518.25 | 0 | 0 | 0 | 0 | 0 | 0 | 0 | 0 | 1657.47 | 100 | 0 | 0 | 0 | 1495.3399 | 0 | 0 | 1495.3399 | 1495.4 | -0.060079
3629 | 100 | 0 | 524.39 | 0 | 0 | 0 | 0 | 0 | 0 | 0 | 0 | 1657.47 | 100 | 0 | 0 | 0 | 1495.3399 | 0 | 0 | 1495.3399 | 1495.4 | -0.060079
3630 | 100 | 0 | 530.52 | 0 | 0 | 0 | 0 | 0 | 0 | 0 | 0 | 1657.47 | 94.17 | 5.83 | 0 | 0 | 1495.3399 | 275.5594 | 5.83 | 1770.8993 | 1770.86 | 0.039274
3631 | 100 | 0 | 536.66 | 0 | 0 | 0 | 0 | 0 | 0 | 0 | 0 | 1657.47 | 73.98 | 26.02 | 0 | 0 | 1495.3399 | 1229.855 | 26.02 | 2725.1949 | 2725.16 | 0.034873
3632 | 100 | 0 | 542.79 | 0 | 0 | 0 | 0 | 0 | 0 | 0 | 0 | 1657.47 | 22.77 | 77.23 | 0 | 0 | 1495.3399 | 3650.3343 | 77.23 | 5145.6742 | 5145.55 | 0.1242
3633 | 100 | 0 | 548.93 | 0 | 0 | 0 | 0 | 0 | 0 | 0 | 0 | 1657.47 | 0 | 125.32 | 25.32 | 0 | 1495.3399 | 4726.5755 | 100 | 6221.9154 | 6221.98 | -0.064551
3634 | 100 | 0 | 555.07 | 0 | 0 | 0 | 0 | 0 | 0 | 0 | 0 | 1657.47 | 0 | 159.77 | 59.77 | 0 | 1495.3399 | 4726.5755 | 100 | 6221.9154 | 6221.98 | -0.064551
3635 | 100 | 0 | 561.2 | 0 | 0 | 0 | 0 | 0 | 0 | 0 | 0 | 1657.47 | 0 | 182.35 | 82.35 | 0 | 1495.3399 | 4726.5755 | 100 | 6221.9154 | 6221.98 | -0.064551
3636 | 100 | 0 | 567.34 | 0 | 0 | 0 | 0 | 0 | 0 | 0 | 0 | 1657.47 | 0 | 193.52 | 93.52 | 0 | 1495.3399 | 4726.5755 | 100 | 6221.9154 | 6221.98 | -0.064551
3637 | 100 | 0 | 573.48 | 0 | 0 | 0 | 0 | 0 | 0 | 0 | 0 | 1657.47 | 0 | 193.69 | 93.69 | 0 | 1495.3399 | 4726.5755 | 100 | 6221.9154 | 6221.98 | -0.064551
3638 | 100 | 0 | 579.61 | 0 | 0 | 0 | 0 | 0 | 0 | 0 | 0 | 1657.47 | 0 | 182.48 | 82.48 | 0 | 1495.3399 | 4726.5755 | 100 | 6221.9154 | 6221.98 | -0.064551
3639 | 100 | 0 | 585.75 | 0 | 0 | 0 | 0 | 0 | 0 | 0 | 0 | 1657.47 | 0 | 160.82 | 60.82 | 0 | 1495.3399 | 4726.5755 | 100 | 6221.9154 | 6221.98 | -0.064551
3640 | 100 | 0 | 591.88 | 0 | 0 | 0 | 0 | 0 | 0 | 0 | 0 | 1657.47 | 0 | 127.9 | 27.9 | 0 | 1495.3399 | 4726.5755 | 100 | 6221.9154 | 6221.98 | -0.064551
3641 | 82.96 | 0 | 587.56 | 0 | 0 | 0 | 0 | 0 | 0 | 0 | 0 | 1657.47 | 0 | 82.96 | 0 | 0 | 1495.3399 | 3921.1671 | 82.96 | 5416.507 | 5416.38 | 0.12698
3642 | 32.96 | 0 | 552.56 | 0 | 0 | 0 | 0 | 0 | 0 | 0 | 0 | 1657.47 | 0 | 32.96 | 0 | 0 | 1495.3399 | 1557.8793 | 32.96 | 3053.2192 | 3053.47 | -0.25079
3643 | 24.52 | 0 | 512.38 | 0 | 0 | 0 | 0 | 0 | 0 | 0 | 0 | 1657.47 | 16.22 | 8.3 | 0 | 0 | 1495.3399 | 392.3058 | 8.3 | 1887.6457 | 1887.8 | -0.15431
3644 | 16.22 | 0 | 467.1 | 0 | 0 | 0 | 0 | 0 | 0 | 0 | 0 | 1657.47 | 16.22 | 0 | 0 | 0 | 1495.3399 | 0 | 0 | 1495.3399 | 1495.4 | -0.060079
3645 | 16.22 | 0 | 421.82 | 0 | 0 | 0 | 0 | 0 | 0 | 0 | 0 | 1657.47 | 16.22 | 0 | 0 | 0 | 1495.3399 | 0 | 0 | 1495.3399 | 1495.4 | -0.060079
3646 | 100 | 0 | 427.96 | 0 | 0 | 0 | 0 | 0 | 0 | 0 | 0 | 1657.47 | 100 | 0 | 0 | 0 | 1495.3399 | 0 | 0 | 1495.3399 | 1495.4 | -0.060079
3647 | 100 | 0 | 434.09 | 0 | 0 | 0 | 0 | 0 | 0 | 0 | 0 | 1657.47 | 100 | 0 | 0 | 0 | 1495.3399 | 0 | 0 | 1495.3399 | 1495.4 | -0.060079
3648 | 100 | 0 | 440.23 | 0 | 0 | 0 | 0 | 0 | 0 | 0 | 0 | 1657.47 | 100 | 0 | 0 | 0 | 1495.3399 | 0 | 0 | 1495.3399 | 1495.4 | -0.060079
3649 | 100 | 0 | 446.37 | 0 | 0 | 0 | 0 | 0 | 0 | 0 | 0 | 1657.47 | 100 | 0 | 0 | 0 | 1495.3399 | 0 | 0 | 1495.3399 | 1495.4 | -0.060079
3650 | 100 | 0 | 452.5 | 0 | 0 | 0 | 0 | 0 | 0 | 0 | 0 | 1657.47 | 100 | 0 | 0 | 0 | 1495.3399 | 0 | 0 | 1495.3399 | 1495.4 | -0.060079
3651 | 100 | 0 | 458.64 | 0 | 0 | 0 | 0 | 0 | 0 | 0 | 0 | 1657.47 | 100 | 0 | 0 | 0 | 1495.3399 | 0 | 0 | 1495.3399 | 1495.4 | -0.060079
3652 | 100 | 0 | 464.78 | 0 | 0 | 0 | 0 | 0 | 0 | 0 | 0 | 1657.47 | 100 | 0 | 0 | 0 | 1495.3399 | 0 | 0 | 1495.3399 | 1495.4 | -0.060079
3653 | 100 | 0 | 470.91 | 0 | 0 | 0 | 0 | 0 | 0 | 0 | 0 | 1657.47 | 100 | 0 | 0 | 0 | 1495.3399 | 0 | 0 | 1495.3399 | 1495.4 | -0.060079
3654 | 100 | 0 | 477.05 | 0 | 0 | 0 | 0 | 0 | 0 | 0 | 0 | 1657.47 | 93.67 | 6.33 | 0 | 0 | 1495.3399 | 299.1922 | 6.33 | 1794.5322 | 1794.57 | -0.037848
3655 | 100 | 0 | 483.18 | 0 | 0 | 0 | 0 | 0 | 0 | 0 | 0 | 1657.47 | 73.55 | 26.45 | 0 | 0 | 1495.3399 | 1250.1792 | 26.45 | 2745.5191 | 2745.58 | -0.060852
3656 | 100 | 0 | 489.32 | 0 | 0 | 0 | 0 | 0 | 0 | 0 | 0 | 1657.47 | 23.53 | 76.47 | 0 | 0 | 1495.3399 | 3614.4123 | 76.47 | 5109.7522 | 5110 | -0.24777
3657 | 100 | 0 | 495.46 | 0 | 0 | 0 | 0 | 0 | 0 | 0 | 0 | 1657.47 | 0 | 123.8 | 23.8 | 0 | 1495.3399 | 4726.5755 | 100 | 6221.9154 | 6221.98 | -0.064551
3658 | 100 | 0 | 501.59 | 0 | 0 | 0 | 0 | 0 | 0 | 0 | 0 | 1657.47 | 0 | 159.1 | 59.1 | 0 | 1495.3399 | 4726.5755 | 100 | 6221.9154 | 6221.98 | -0.064551
3659 | 100 | 0 | 507.73 | 0 | 0 | 0 | 0 | 0 | 0 | 0 | 0 | 1657.47 | 0 | 181.88 | 81.88 | 0 | 1495.3399 | 4726.5755 | 100 | 6221.9154 | 6221.98 | -0.064551
3660 | 100 | 0 | 513.87 | 0 | 0 | 0 | 0 | 0 | 0 | 0 | 0 | 1657.47 | 0 | 193.28 | 93.28 | 0 | 1495.3399 | 4726.5755 | 100 | 6221.9154 | 6221.98 | -0.064551
3661 | 100 | 0 | 520 | 0 | 0 | 0 | 0 | 0 | 0 | 0 | 0 | 1657.47 | 0 | 192.23 | 92.23 | 0 | 1495.3399 | 4726.5755 | 100 | 6221.9154 | 6221.98 | -0.064551
3662 | 100 | 0 | 526.14 | 0 | 0 | 0 | 0 | 0 | 0 | 0 | 0 | 1657.47 | 0 | 181.03 | 81.03 | 0 | 1495.3399 | 4726.5755 | 100 | 6221.9154 | 6221.98 | -0.064551
3663 | 100 | 0 | 532.27 | 0 | 0 | 0 | 0 | 0 | 0 | 0 | 0 | 1657.47 | 0 | 157.82 | 57.82 | 0 | 1495.3399 | 4726.5755 | 100 | 6221.9154 | 6221.98 | -0.064551
3664 | 100 | 0 | 538.41 | 0 | 0 | 0 | 0 | 0 | 0 | 0 | 0 | 1657.47 | 0 | 124.35 | 24.35 | 0 | 1495.3399 | 4726.5755 | 100 | 6221.9154 | 6221.98 | -0.064551
3665 | 80.38 | 0 | 532.51 | 0 | 0 | 0 | 0 | 0 | 0 | 0 | 0 | 1657.47 | 0 | 80.38 | 0 | 0 | 1495.3399 | 3799.2214 | 80.38 | 5294.5613 | 5294.81 | -0.24867
3666 | 32.21 | 0 | 497.05 | 0 | 0 | 0 | 0 | 0 | 0 | 0 | 0 | 1657.47 | 0 | 32.21 | 0 | 0 | 1495.3399 | 1522.43 | 32.21 | 3017.7699 | 3018.02 | -0.2501
3667 | 22.65 | 0 | 455.72 | 0 | 0 | 0 | 0 | 0 | 0 | 0 | 0 | 1657.47 | 16.22 | 6.44 | 0 | 0 | 1495.3399 | 304.3915 | 6.44 | 1799.7314 | 1799.56 | 0.17138
3668 | 16.22 | 0 | 410.44 | 0 | 0 | 0 | 0 | 0 | 0 | 0 | 0 | 1657.47 | 16.22 | 0 | 0 | 0 | 1495.3399 | 0 | 0 | 1495.3399 | 1495.4 | -0.060079
3669 | 16.22 | 0 | 365.16 | 0 | 0 | 0 | 0 | 0 | 0 | 0 | 0 | 1657.47 | 16.22 | 0 | 0 | 0 | 1495.3399 | 0 | 0 | 1495.3399 | 1495.4 | -0.060079
3670 | 100 | 0 | 371.3 | 0 | 0 | 0 | 0 | 0 | 0 | 0 | 0 | 1657.47 | 100 | 0 | 0 | 0 | 1495.3399 | 0 | 0 | 1495.3399 | 1495.4 | -0.060079
3671 | 100 | 0 | 377.44 | 0 | 0 | 0 | 0 | 0 | 0 | 0 | 0 | 1657.47 | 100 | 0 | 0 | 0 | 1495.3399 | 0 | 0 | 1495.3399 | 1495.4 | -0.060079
3672 | 100 | 0 | 383.57 | 0 | 0 | 0 | 0 | 0 | 0 | 0 | 0 | 1657.47 | 100 | 0 | 0 | 0 | 1495.3399 | 0 | 0 | 1495.3399 | 1495.4 | -0.060079
3673 | 100 | 0 | 389.71 | 0 | 0 | 0 | 0 | 0 | 0 | 0 | 0 | 1657.47 | 100 | 0 | 0 | 0 | 1495.3399 | 0 | 0 | 1495.3399 | 1495.4 | -0.060079
3674 | 100 | 0 | 395.84 | 0 | 0 | 0 | 0 | 0 | 0 | 0 | 0 | 1657.47 | 100 | 0 | 0 | 0 | 1495.3399 | 0 | 0 | 1495.3399 | 1495.4 | -0.060079
3675 | 100 | 0 | 401.98 | 0 | 0 | 0 | 0 | 0 | 0 | 0 | 0 | 1657.47 | 100 | 0 | 0 | 0 | 1495.3399 | 0 | 0 | 1495.3399 | 1495.4 | -0.060079
3676 | 100 | 0 | 408.12 | 0 | 0 | 0 | 0 | 0 | 0 | 0 | 0 | 1657.47 | 100 | 0 | 0 | 0 | 1495.3399 | 0 | 0 | 1495.3399 | 1495.4 | -0.060079
3677 | 100 | 0 | 414.25 | 0 | 0 | 0 | 0 | 0 | 0 | 0 | 0 | 1657.47 | 100 | 0 | 0 | 0 | 1495.3399 | 0 | 0 | 1495.3399 | 1495.4 | -0.060079
3678 | 100 | 0 | 420.39 | 0 | 0 | 0 | 0 | 0 | 0 | 0 | 0 | 1657.47 | 94.59 | 5.41 | 0 | 0 | 1495.3399 | 255.7077 | 5.41 | 1751.0477 | 1751.07 | -0.022343
3679 | 100 | 0 | 426.53 | 0 | 0 | 0 | 0 | 0 | 0 | 0 | 0 | 1657.47 | 75.24 | 24.76 | 0 | 0 | 1495.3399 | 1170.3001 | 24.76 | 2665.64 | 2665.8 | -0.15998
3680 | 100 | 0 | 432.66 | 0 | 0 | 0 | 0 | 0 | 0 | 0 | 0 | 1657.47 | 26.3 | 73.7 | 0 | 0 | 1495.3399 | 3483.4862 | 73.7 | 4978.8261 | 4978.98 | -0.15391
3681 | 100 | 0 | 438.8 | 0 | 0 | 0 | 0 | 0 | 0 | 0 | 0 | 1657.47 | 0 | 119.26 | 19.26 | 0 | 1495.3399 | 4726.5755 | 100 | 6221.9154 | 6221.98 | -0.064551
3682 | 100 | 0 | 444.93 | 0 | 0 | 0 | 0 | 0 | 0 | 0 | 0 | 1657.47 | 0 | 152.68 | 52.68 | 0 | 1495.3399 | 4726.5755 | 100 | 6221.9154 | 6221.98 | -0.064551
3683 | 100 | 0 | 451.07 | 0 | 0 | 0 | 0 | 0 | 0 | 0 | 0 | 1657.47 | 0 | 170.49 | 70.49 | 0 | 1495.3399 | 4726.5755 | 100 | 6221.9154 | 6221.98 | -0.064551
3684 | 100 | 0 | 457.21 | 0 | 0 | 0 | 0 | 0 | 0 | 0 | 0 | 1657.47 | 0 | 175.16 | 75.16 | 0 | 1495.3399 | 4726.5755 | 100 | 6221.9154 | 6221.98 | -0.064551
3685 | 100 | 0 | 463.34 | 0 | 0 | 0 | 0 | 0 | 0 | 0 | 0 | 1657.47 | 0 | 175.47 | 75.47 | 0 | 1495.3399 | 4726.5755 | 100 | 6221.9154 | 6221.98 | -0.064551
3686 | 100 | 0 | 469.48 | 0 | 0 | 0 | 0 | 0 | 0 | 0 | 0 | 1657.47 | 0 | 155.39 | 55.39 | 0 | 1495.3399 | 4726.5755 | 100 | 6221.9154 | 6221.98 | -0.064551
3687 | 100 | 0 | 475.62 | 0 | 0 | 0 | 0 | 0 | 0 | 0 | 0 | 1657.47 | 0 | 148.08 | 48.08 | 0 | 1495.3399 | 4726.5755 | 100 | 6221.9154 | 6221.98 | -0.064551
3688 | 100 | 0 | 481.75 | 0 | 0 | 0 | 0 | 0 | 0 | 0 | 0 | 1657.47 | 0 | 117.76 | 17.76 | 0 | 1495.3399 | 4726.5755 | 100 | 6221.9154 | 6221.98 | -0.064551
3689 | 100 | 0 | 487.89 | 0 | 0 | 0 | 0 | 0 | 0 | 0 | 0 | 1657.47 | 23.39 | 76.61 | 0 | 0 | 1495.3399 | 3621.0295 | 76.61 | 5116.3694 | 5116.53 | -0.16057
3690 | 100 | 0 | 494.02 | 0 | 0 | 0 | 0 | 0 | 0 | 0 | 0 | 1657.47 | 68.59 | 31.41 | 0 | 0 | 1495.3399 | 1484.6174 | 31.41 | 2979.9573 | 2980.02 | -0.062706
3691 | 100 | 0 | 500.16 | 0 | 0 | 0 | 0 | 0 | 0 | 0 | 0 | 1657.47 | 93.29 | 6.71 | 0 | 0 | 1495.3399 | 317.1532 | 6.71 | 1812.4931 | 1812.53 | -0.036861
3692 | 100 | 0 | 506.3 | 0 | 0 | 0 | 0 | 0 | 0 | 0 | 0 | 1657.47 | 100 | 0 | 0 | 0 | 1495.3399 | 0 | 0 | 1495.3399 | 1495.4 | -0.060079
3693 | 100 | 0 | 512.43 | 0 | 0 | 0 | 0 | 0 | 0 | 0 | 0 | 1657.47 | 100 | 0 | 0 | 0 | 1495.3399 | 0 | 0 | 1495.3399 | 1495.4 | -0.060079
3694 | 100 | 0 | 518.57 | 0 | 0 | 0 | 0 | 0 | 0 | 0 | 0 | 1657.47 | 100 | 0 | 0 | 0 | 1495.3399 | 0 | 0 | 1495.3399 | 1495.4 | -0.060079
3695 | 100 | 0 | 524.71 | 0 | 0 | 0 | 0 | 0 | 0 | 0 | 0 | 1657.47 | 100 | 0 | 0 | 0 | 1495.3399 | 0 | 0 | 1495.3399 | 1495.4 | -0.060079
3696 | 100 | 0 | 530.84 | 0 | 0 | 0 | 0 | 0 | 0 | 0 | 0 | 1657.47 | 100 | 0 | 0 | 0 | 1495.3399 | 0 | 0 | 1495.3399 | 1495.4 | -0.060079
3697 | 100 | 0 | 536.98 | 0 | 0 | 0 | 0 | 0 | 0 | 0 | 0 | 1657.47 | 100 | 0 | 0 | 0 | 1495.3399 | 0 | 0 | 1495.3399 | 1495.4 | -0.060079
3698 | 100 | 0 | 543.11 | 0 | 0 | 0 | 0 | 0 | 0 | 0 | 0 | 1657.47 | 100 | 0 | 0 | 0 | 1495.3399 | 0 | 0 | 1495.3399 | 1495.4 | -0.060079
3699 | 100 | 0 | 549.25 | 0 | 0 | 0 | 0 | 0 | 0 | 0 | 0 | 1657.47 | 100 | 0 | 0 | 0 | 1495.3399 | 0 | 0 | 1495.3399 | 1495.4 | -0.060079
3700 | 100 | 0 | 555.39 | 0 | 0 | 0 | 0 | 0 | 0 | 0 | 0 | 1657.47 | 100 | 0 | 0 | 0 | 1495.3399 | 0 | 0 | 1495.3399 | 1495.4 | -0.060079
3701 | 100 | 0 | 561.52 | 0 | 0 | 0 | 0 | 0 | 0 | 0 | 0 | 1657.47 | 100 | 0 | 0 | 0 | 1495.3399 | 0 | 0 | 1495.3399 | 1495.4 | -0.060079
3702 | 100 | 0 | 567.66 | 0 | 0 | 0 | 0 | 0 | 0 | 0 | 0 | 1657.47 | 93.48 | 6.52 | 0 | 0 | 1495.3399 | 308.1727 | 6.52 | 1803.5126 | 1803.59 | -0.077355
3703 | 100 | 0 | 573.8 | 0 | 0 | 0 | 0 | 0 | 0 | 0 | 0 | 1657.47 | 73.7 | 26.3 | 0 | 0 | 1495.3399 | 1243.0894 | 26.3 | 2738.4293 | 2738.68 | -0.25072
3704 | 100 | 0 | 579.93 | 0 | 0 | 0 | 0 | 0 | 0 | 0 | 0 | 1657.47 | 40.03 | 59.97 | 0 | 0 | 1495.3399 | 2834.5273 | 59.97 | 4329.8673 | 4329.84 | 0.027265
3705 | 100 | 0 | 586.07 | 0 | 0 | 0 | 0 | 0 | 0 | 0 | 0 | 1657.47 | 35.66 | 64.34 | 0 | 0 | 1495.3399 | 3041.0787 | 64.34 | 4536.4186 | 4536.39 | 0.028616
3706 | 100 | 0 | 592.2 | 0 | 0 | 0 | 0 | 0 | 0 | 0 | 0 | 1657.47 | 0 | 103.38 | 3.38 | 0 | 1495.3399 | 4726.5755 | 100 | 6221.9154 | 6221.98 | -0.064551
3707 | 100 | 0 | 598.34 | 0 | 0 | 0 | 0 | 0 | 0 | 0 | 0 | 1657.47 | 0 | 102.91 | 2.91 | 0 | 1495.3399 | 4726.5755 | 100 | 6221.9154 | 6221.98 | -0.064551
3708 | 100 | 0 | 604.48 | 0 | 0 | 0 | 0 | 0 | 0 | 0 | 0 | 1657.47 | 0 | 113.47 | 13.47 | 0 | 1495.3399 | 4726.5755 | 100 | 6221.9154 | 6221.98 | -0.064551
3709 | 100 | 0 | 610.61 | 0 | 0 | 0 | 0 | 0 | 0 | 0 | 0 | 1657.47 | 9.02 | 90.98 | 0 | 0 | 1495.3399 | 4300.2384 | 90.98 | 5795.5783 | 5795.64 | -0.061664
3710 | 100 | 0 | 616.75 | 0 | 0 | 0 | 0 | 0 | 0 | 0 | 0 | 1657.47 | 4.06 | 95.94 | 0 | 0 | 1495.3399 | 4534.6766 | 95.94 | 6030.0165 | 6030.08 | -0.063517
3711 | 100 | 0 | 622.89 | 0 | 0 | 0 | 0 | 0 | 0 | 0 | 0 | 1657.47 | 0 | 132.95 | 32.95 | 0 | 1495.3399 | 4726.5755 | 100 | 6221.9154 | 6221.98 | -0.064551
3712 | 100 | 0 | 629.02 | 0 | 0 | 0 | 0 | 0 | 0 | 0 | 0 | 1657.47 | 35.18 | 64.82 | 0 | 0 | 1495.3399 | 3063.7663 | 64.82 | 4559.1062 | 4559.36 | -0.25382
3713 | 100 | 0 | 635.16 | 0 | 0 | 0 | 0 | 0 | 0 | 0 | 0 | 1657.47 | 25.05 | 74.95 | 0 | 0 | 1495.3399 | 3542.5684 | 74.95 | 5037.9083 | 5037.97 | -0.061721
3714 | 100 | 0 | 641.29 | 0 | 0 | 0 | 0 | 0 | 0 | 0 | 0 | 1657.47 | 67.63 | 32.37 | 0 | 0 | 1495.3399 | 1529.9925 | 32.37 | 3025.3324 | 3025.49 | -0.15758
3715 | 100 | 0 | 647.43 | 0 | 0 | 0 | 0 | 0 | 0 | 0 | 0 | 1657.47 | 92.53 | 7.47 | 0 | 0 | 1495.3399 | 353.0752 | 7.47 | 1848.4151 | 1848.42 | -0.0048874
3716 | 100 | 0 | 653.57 | 0 | 0 | 0 | 0 | 0 | 0 | 0 | 0 | 1657.47 | 100 | 0 | 0 | 0 | 1495.3399 | 0 | 0 | 1495.3399 | 1495.4 | -0.060079
3717 | 100 | 0 | 659.7 | 0 | 0 | 0 | 0 | 0 | 0 | 0 | 0 | 1657.47 | 100 | 0 | 0 | 0 | 1495.3399 | 0 | 0 | 1495.3399 | 1495.4 | -0.060079
3718 | 100 | 0 | 665.84 | 0 | 0 | 0 | 0 | 0 | 0 | 0 | 0 | 1657.47 | 100 | 0 | 0 | 0 | 1495.3399 | 0 | 0 | 1495.3399 | 1495.4 | -0.060079
3719 | 100 | 0 | 671.98 | 0 | 0 | 0 | 0 | 0 | 0 | 0 | 0 | 1657.47 | 100 | 0 | 0 | 0 | 1495.3399 | 0 | 0 | 1495.3399 | 1495.4 | -0.060079
3720 | 100 | 0 | 678.11 | 0 | 0 | 0 | 0 | 0 | 0 | 0 | 0 | 1657.47 | 100 | 0 | 0 | 0 | 1495.3399 | 0 | 0 | 1495.3399 | 1495.4 | -0.060079
3721 | 100 | 0 | 684.25 | 0 | 0 | 0 | 0 | 0 | 0 | 0 | 0 | 1657.47 | 100 | 0 | 0 | 0 | 1495.3399 | 0 | 0 | 1495.3399 | 1495.4 | -0.060079
3722 | 100 | 0 | 690.38 | 0 | 0 | 0 | 0 | 0 | 0 | 0 | 0 | 1657.47 | 100 | 0 | 0 | 0 | 1495.3399 | 0 | 0 | 1495.3399 | 1495.4 | -0.060079
3723 | 100 | 0 | 696.52 | 0 | 0 | 0 | 0 | 0 | 0 | 0 | 0 | 1657.47 | 100 | 0 | 0 | 0 | 1495.3399 | 0 | 0 | 1495.3399 | 1495.4 | -0.060079
3724 | 100 | 0 | 702.66 | 0 | 0 | 0 | 0 | 0 | 0 | 0 | 0 | 1657.47 | 100 | 0 | 0 | 0 | 1495.3399 | 0 | 0 | 1495.3399 | 1495.4 | -0.060079
3725 | 100 | 0 | 708.79 | 0 | 0 | 0 | 0 | 0 | 0 | 0 | 0 | 1657.47 | 100 | 0 | 0 | 0 | 1495.3399 | 0 | 0 | 1495.3399 | 1495.4 | -0.060079
3726 | 100 | 0 | 714.93 | 0 | 0 | 0 | 0 | 0 | 0 | 0 | 0 | 1657.47 | 94.03 | 5.97 | 0 | 0 | 1495.3399 | 282.1766 | 5.97 | 1777.5165 | 1777.74 | -0.22352
3727 | 100 | 0 | 721.07 | 0 | 0 | 0 | 0 | 0 | 0 | 0 | 0 | 1657.47 | 74.51 | 25.49 | 0 | 0 | 1495.3399 | 1204.8041 | 25.49 | 2700.144 | 2700.4 | -0.25598
3728 | 100 | 0 | 727.2 | 0 | 0 | 0 | 0 | 0 | 0 | 0 | 0 | 1657.47 | 26.29 | 73.71 | 0 | 0 | 1495.3399 | 3483.9588 | 73.71 | 4979.2987 | 4979.36 | -0.061257
3729 | 100 | 0 | 733.34 | 0 | 0 | 0 | 0 | 0 | 0 | 0 | 0 | 1657.47 | 0 | 120.44 | 20.44 | 0 | 1495.3399 | 4726.5755 | 100 | 6221.9154 | 6221.98 | -0.064551
3730 | 100 | 0 | 739.47 | 0 | 0 | 0 | 0 | 0 | 0 | 0 | 0 | 1657.47 | 0 | 156.05 | 56.05 | 0 | 1495.3399 | 4726.5755 | 100 | 6221.9154 | 6221.98 | -0.064551
3731 | 100 | 0 | 745.61 | 0 | 0 | 0 | 0 | 0 | 0 | 0 | 0 | 1657.47 | 0 | 180.42 | 80.42 | 0 | 1495.3399 | 4726.5755 | 100 | 6221.9154 | 6221.98 | -0.064551
3732 | 100 | 0 | 751.75 | 0 | 0 | 0 | 0 | 0 | 0 | 0 | 0 | 1657.47 | 0 | 192.94 | 92.94 | 0 | 1495.3399 | 4726.5755 | 100 | 6221.9154 | 6221.98 | -0.064551
3733 | 100 | 0 | 757.88 | 0 | 0 | 0 | 0 | 0 | 0 | 0 | 0 | 1657.47 | 0 | 193.18 | 93.18 | 0 | 1495.3399 | 4726.5755 | 100 | 6221.9154 | 6221.98 | -0.064551
3734 | 100 | 0 | 764.02 | 0 | 0 | 0 | 0 | 0 | 0 | 0 | 0 | 1657.47 | 0 | 180.35 | 80.35 | 0 | 1495.3399 | 4726.5755 | 100 | 6221.9154 | 6221.98 | -0.064551
3735 | 100 | 0 | 770.16 | 0 | 0 | 0 | 0 | 0 | 0 | 0 | 0 | 1657.47 | 0 | 157.69 | 57.69 | 0 | 1495.3399 | 4726.5755 | 100 | 6221.9154 | 6221.98 | -0.064551
3736 | 100 | 0 | 776.29 | 0 | 0 | 0 | 0 | 0 | 0 | 0 | 0 | 1657.47 | 0 | 124.71 | 24.71 | 0 | 1495.3399 | 4726.5755 | 100 | 6221.9154 | 6221.98 | -0.064551
3737 | 80.57 | 0 | 770.5 | 0 | 0 | 0 | 0 | 0 | 0 | 0 | 0 | 1657.47 | 0 | 80.57 | 0 | 0 | 1495.3399 | 3808.2019 | 80.57 | 5303.5418 | 5303.42 | 0.12182
3738 | 32.82 | 0 | 735.41 | 0 | 0 | 0 | 0 | 0 | 0 | 0 | 0 | 1657.47 | 0 | 32.82 | 0 | 0 | 1495.3399 | 1551.2621 | 32.82 | 3046.602 | 3046.48 | 0.12201
3739 | 23.1 | 0 | 694.36 | 0 | 0 | 0 | 0 | 0 | 0 | 0 | 0 | 1657.47 | 16.22 | 6.88 | 0 | 0 | 1495.3399 | 325.1884 | 6.88 | 1820.5283 | 1820.77 | -0.24168
3740 | 16.22 | 0 | 649.08 | 0 | 0 | 0 | 0 | 0 | 0 | 0 | 0 | 1657.47 | 16.22 | 0 | 0 | 0 | 1495.3399 | 0 | 0 | 1495.3399 | 1495.4 | -0.060079
3741 | 16.22 | 0 | 603.8 | 0 | 0 | 0 | 0 | 0 | 0 | 0 | 0 | 1657.47 | 16.22 | 0 | 0 | 0 | 1495.3399 | 0 | 0 | 1495.3399 | 1495.4 | -0.060079
3742 | 100 | 0 | 609.94 | 0 | 0 | 0 | 0 | 0 | 0 | 0 | 0 | 1657.47 | 100 | 0 | 0 | 0 | 1495.3399 | 0 | 0 | 1495.3399 | 1495.4 | -0.060079
3743 | 100 | 0 | 616.07 | 0 | 0 | 0 | 0 | 0 | 0 | 0 | 0 | 1657.47 | 100 | 0 | 0 | 0 | 1495.3399 | 0 | 0 | 1495.3399 | 1495.4 | -0.060079
3744 | 100 | 0 | 622.21 | 0 | 0 | 0 | 0 | 0 | 0 | 0 | 0 | 1657.47 | 100 | 0 | 0 | 0 | 1495.3399 | 0 | 0 | 1495.3399 | 1495.4 | -0.060079
3745 | 100 | 0 | 628.35 | 0 | 0 | 0 | 0 | 0 | 0 | 0 | 0 | 1657.47 | 100 | 0 | 0 | 0 | 1495.3399 | 0 | 0 | 1495.3399 | 1495.4 | -0.060079
3746 | 100 | 0 | 634.48 | 0 | 0 | 0 | 0 | 0 | 0 | 0 | 0 | 1657.47 | 100 | 0 | 0 | 0 | 1495.3399 | 0 | 0 | 1495.3399 | 1495.4 | -0.060079
3747 | 100 | 0 | 640.62 | 0 | 0 | 0 | 0 | 0 | 0 | 0 | 0 | 1657.47 | 100 | 0 | 0 | 0 | 1495.3399 | 0 | 0 | 1495.3399 | 1495.4 | -0.060079
3748 | 100 | 0 | 646.76 | 0 | 0 | 0 | 0 | 0 | 0 | 0 | 0 | 1657.47 | 100 | 0 | 0 | 0 | 1495.3399 | 0 | 0 | 1495.3399 | 1495.4 | -0.060079
3749 | 100 | 0 | 652.89 | 0 | 0 | 0 | 0 | 0 | 0 | 0 | 0 | 1657.47 | 100 | 0 | 0 | 0 | 1495.3399 | 0 | 0 | 1495.3399 | 1495.4 | -0.060079
3750 | 100 | 0 | 659.03 | 0 | 0 | 0 | 0 | 0 | 0 | 0 | 0 | 1657.47 | 94.27 | 5.73 | 0 | 0 | 1495.3399 | 270.8328 | 5.73 | 1766.1727 | 1766.34 | -0.1673
3751 | 100 | 0 | 665.16 | 0 | 0 | 0 | 0 | 0 | 0 | 0 | 0 | 1657.47 | 75.28 | 24.72 | 0 | 0 | 1495.3399 | 1168.4095 | 24.72 | 2663.7494 | 2663.91 | -0.16061
3752 | 100 | 0 | 671.3 | 0 | 0 | 0 | 0 | 0 | 0 | 0 | 0 | 1657.47 | 28.79 | 71.21 | 0 | 0 | 1495.3399 | 3365.7944 | 71.21 | 4861.1344 | 4861.29 | -0.15565
3753 | 100 | 0 | 677.44 | 0 | 0 | 0 | 0 | 0 | 0 | 0 | 0 | 1657.47 | 0 | 117.15 | 17.15 | 0 | 1495.3399 | 4726.5755 | 100 | 6221.9154 | 6221.98 | -0.064551
3754 | 100 | 0 | 683.57 | 0 | 0 | 0 | 0 | 0 | 0 | 0 | 0 | 1657.47 | 0 | 152 | 52 | 0 | 1495.3399 | 4726.5755 | 100 | 6221.9154 | 6221.98 | -0.064551
3755 | 100 | 0 | 689.71 | 0 | 0 | 0 | 0 | 0 | 0 | 0 | 0 | 1657.47 | 0 | 175.96 | 75.96 | 0 | 1495.3399 | 4726.5755 | 100 | 6221.9154 | 6221.98 | -0.064551
3756 | 100 | 0 | 695.85 | 0 | 0 | 0 | 0 | 0 | 0 | 0 | 0 | 1657.47 | 0 | 187.91 | 87.91 | 0 | 1495.3399 | 4726.5755 | 100 | 6221.9154 | 6221.98 | -0.064551
3757 | 100 | 0 | 701.98 | 0 | 0 | 0 | 0 | 0 | 0 | 0 | 0 | 1657.47 | 0 | 188.14 | 88.14 | 0 | 1495.3399 | 4726.5755 | 100 | 6221.9154 | 6221.98 | -0.064551
3758 | 100 | 0 | 708.12 | 0 | 0 | 0 | 0 | 0 | 0 | 0 | 0 | 1657.47 | 0 | 178.09 | 78.09 | 0 | 1495.3399 | 4726.5755 | 100 | 6221.9154 | 6221.98 | -0.064551
3759 | 100 | 0 | 714.25 | 0 | 0 | 0 | 0 | 0 | 0 | 0 | 0 | 1657.47 | 0 | 156.03 | 56.03 | 0 | 1495.3399 | 4726.5755 | 100 | 6221.9154 | 6221.98 | -0.064551
3760 | 100 | 0 | 720.39 | 0 | 0 | 0 | 0 | 0 | 0 | 0 | 0 | 1657.47 | 0 | 122.8 | 22.8 | 0 | 1495.3399 | 4726.5755 | 100 | 6221.9154 | 6221.98 | -0.064551
3761 | 80.01 | 0 | 714.26 | 0 | 0 | 0 | 0 | 0 | 0 | 0 | 0 | 1657.47 | 0 | 80.01 | 0 | 0 | 1495.3399 | 3781.7331 | 80.01 | 5277.073 | 5277.33 | -0.257
3762 | 33.15 | 0 | 679.38 | 0 | 0 | 0 | 0 | 0 | 0 | 0 | 0 | 1657.47 | 0 | 33.15 | 0 | 0 | 1495.3399 | 1566.8598 | 33.15 | 3062.1997 | 3062.45 | -0.25029
3763 | 23.74 | 0 | 638.71 | 0 | 0 | 0 | 0 | 0 | 0 | 0 | 0 | 1657.47 | 16.22 | 7.52 | 0 | 0 | 1495.3399 | 355.4385 | 7.52 | 1850.7784 | 1850.9 | -0.1216
3764 | 16.22 | 0 | 593.44 | 0 | 0 | 0 | 0 | 0 | 0 | 0 | 0 | 1657.47 | 16.22 | 0 | 0 | 0 | 1495.3399 | 0 | 0 | 1495.3399 | 1495.4 | -0.060079
3765 | 16.22 | 0 | 548.16 | 0 | 0 | 0 | 0 | 0 | 0 | 0 | 0 | 1657.47 | 16.22 | 0 | 0 | 0 | 1495.3399 | 0 | 0 | 1495.3399 | 1495.4 | -0.060079
3766 | 100 | 0 | 554.3 | 0 | 0 | 0 | 0 | 0 | 0 | 0 | 0 | 1657.47 | 100 | 0 | 0 | 0 | 1495.3399 | 0 | 0 | 1495.3399 | 1495.4 | -0.060079
3767 | 100 | 0 | 560.43 | 0 | 0 | 0 | 0 | 0 | 0 | 0 | 0 | 1657.47 | 100 | 0 | 0 | 0 | 1495.3399 | 0 | 0 | 1495.3399 | 1495.4 | -0.060079
3768 | 100 | 0 | 566.57 | 0 | 0 | 0 | 0 | 0 | 0 | 0 | 0 | 1657.47 | 100 | 0 | 0 | 0 | 1495.3399 | 0 | 0 | 1495.3399 | 1495.4 | -0.060079
3769 | 100 | 0 | 572.7 | 0 | 0 | 0 | 0 | 0 | 0 | 0 | 0 | 1657.47 | 100 | 0 | 0 | 0 | 1495.3399 | 0 | 0 | 1495.3399 | 1495.4 | -0.060079
3770 | 100 | 0 | 578.84 | 0 | 0 | 0 | 0 | 0 | 0 | 0 | 0 | 1657.47 | 100 | 0 | 0 | 0 | 1495.3399 | 0 | 0 | 1495.3399 | 1495.4 | -0.060079
3771 | 100 | 0 | 584.98 | 0 | 0 | 0 | 0 | 0 | 0 | 0 | 0 | 1657.47 | 100 | 0 | 0 | 0 | 1495.3399 | 0 | 0 | 1495.3399 | 1495.4 | -0.060079
3772 | 100 | 0 | 591.11 | 0 | 0 | 0 | 0 | 0 | 0 | 0 | 0 | 1657.47 | 100 | 0 | 0 | 0 | 1495.3399 | 0 | 0 | 1495.3399 | 1495.4 | -0.060079
3773 | 100 | 0 | 597.25 | 0 | 0 | 0 | 0 | 0 | 0 | 0 | 0 | 1657.47 | 100 | 0 | 0 | 0 | 1495.3399 | 0 | 0 | 1495.3399 | 1495.4 | -0.060079
3774 | 100 | 0 | 603.39 | 0 | 0 | 0 | 0 | 0 | 0 | 0 | 0 | 1657.47 | 94.05 | 5.95 | 0 | 0 | 1495.3399 | 281.2312 | 5.95 | 1776.5712 | 1776.43 | 0.14116
3775 | 100 | 0 | 609.52 | 0 | 0 | 0 | 0 | 0 | 0 | 0 | 0 | 1657.47 | 74.53 | 25.47 | 0 | 0 | 1495.3399 | 1203.8588 | 25.47 | 2699.1987 | 2699.26 | -0.061292
3776 | 100 | 0 | 615.66 | 0 | 0 | 0 | 0 | 0 | 0 | 0 | 0 | 1657.47 | 28.1 | 71.9 | 0 | 0 | 1495.3399 | 3398.4078 | 71.9 | 4893.7477 | 4893.62 | 0.12773
3777 | 100 | 0 | 621.79 | 0 | 0 | 0 | 0 | 0 | 0 | 0 | 0 | 1657.47 | 0 | 115.96 | 15.96 | 0 | 1495.3399 | 4726.5755 | 100 | 6221.9154 | 6221.98 | -0.064551
3778 | 100 | 0 | 627.93 | 0 | 0 | 0 | 0 | 0 | 0 | 0 | 0 | 1657.47 | 0 | 150.03 | 50.03 | 0 | 1495.3399 | 4726.5755 | 100 | 6221.9154 | 6221.98 | -0.064551
3779 | 100 | 0 | 634.07 | 0 | 0 | 0 | 0 | 0 | 0 | 0 | 0 | 1657.47 | 0 | 175.85 | 75.85 | 0 | 1495.3399 | 4726.5755 | 100 | 6221.9154 | 6221.98 | -0.064551
3780 | 100 | 0 | 640.2 | 0 | 0 | 0 | 0 | 0 | 0 | 0 | 0 | 1657.47 | 0 | 189.31 | 89.31 | 0 | 1495.3399 | 4726.5755 | 100 | 6221.9154 | 6221.98 | -0.064551
3781 | 100 | 0 | 646.34 | 0 | 0 | 0 | 0 | 0 | 0 | 0 | 0 | 1657.47 | 0 | 190.55 | 90.55 | 0 | 1495.3399 | 4726.5755 | 100 | 6221.9154 | 6221.98 | -0.064551
3782 | 100 | 0 | 652.48 | 0 | 0 | 0 | 0 | 0 | 0 | 0 | 0 | 1657.47 | 0 | 166.46 | 66.46 | 0 | 1495.3399 | 4726.5755 | 100 | 6221.9154 | 6221.98 | -0.064551
3783 | 100 | 0 | 658.61 | 0 | 0 | 0 | 0 | 0 | 0 | 0 | 0 | 1657.47 | 0 | 148.52 | 48.52 | 0 | 1495.3399 | 4726.5755 | 100 | 6221.9154 | 6221.98 | -0.064551
3784 | 100 | 0 | 664.75 | 0 | 0 | 0 | 0 | 0 | 0 | 0 | 0 | 1657.47 | 0 | 126.44 | 26.44 | 0 | 1495.3399 | 4726.5755 | 100 | 6221.9154 | 6221.98 | -0.064551
3785 | 82.31 | 0 | 660.03 | 0 | 0 | 0 | 0 | 0 | 0 | 0 | 0 | 1657.47 | 0 | 82.31 | 0 | 0 | 1495.3399 | 3890.4443 | 82.31 | 5385.7842 | 5386.04 | -0.25576
3786 | 33.88 | 0 | 625.59 | 0 | 0 | 0 | 0 | 0 | 0 | 0 | 0 | 1657.47 | 0 | 33.88 | 0 | 0 | 1495.3399 | 1601.3638 | 33.88 | 3096.7037 | 3096.67 | 0.03371
3787 | 23.58 | 0 | 584.83 | 0 | 0 | 0 | 0 | 0 | 0 | 0 | 0 | 1657.47 | 16.22 | 7.36 | 0 | 0 | 1495.3399 | 347.876 | 7.36 | 1843.2159 | 1843.34 | -0.12412
3788 | 16.22 | 0 | 539.55 | 0 | 0 | 0 | 0 | 0 | 0 | 0 | 0 | 1657.47 | 16.22 | 0 | 0 | 0 | 1495.3399 | 0 | 0 | 1495.3399 | 1495.4 | -0.060079
3789 | 16.22 | 0 | 494.28 | 0 | 0 | 0 | 0 | 0 | 0 | 0 | 0 | 1657.47 | 16.22 | 0 | 0 | 0 | 1495.3399 | 0 | 0 | 1495.3399 | 1495.4 | -0.060079
3790 | 100 | 0 | 500.41 | 0 | 0 | 0 | 0 | 0 | 0 | 0 | 0 | 1657.47 | 100 | 0 | 0 | 0 | 1495.3399 | 0 | 0 | 1495.3399 | 1495.4 | -0.060079
3791 | 100 | 0 | 506.55 | 0 | 0 | 0 | 0 | 0 | 0 | 0 | 0 | 1657.47 | 100 | 0 | 0 | 0 | 1495.3399 | 0 | 0 | 1495.3399 | 1495.4 | -0.060079
3792 | 100 | 0 | 512.68 | 0 | 0 | 0 | 0 | 0 | 0 | 0 | 0 | 1657.47 | 100 | 0 | 0 | 0 | 1495.3399 | 0 | 0 | 1495.3399 | 1495.4 | -0.060079
3793 | 100 | 0 | 518.82 | 0 | 0 | 0 | 0 | 0 | 0 | 0 | 0 | 1657.47 | 100 | 0 | 0 | 0 | 1495.3399 | 0 | 0 | 1495.3399 | 1495.4 | -0.060079
3794 | 100 | 0 | 524.96 | 0 | 0 | 0 | 0 | 0 | 0 | 0 | 0 | 1657.47 | 100 | 0 | 0 | 0 | 1495.3399 | 0 | 0 | 1495.3399 | 1495.4 | -0.060079
3795 | 100 | 0 | 531.09 | 0 | 0 | 0 | 0 | 0 | 0 | 0 | 0 | 1657.47 | 100 | 0 | 0 | 0 | 1495.3399 | 0 | 0 | 1495.3399 | 1495.4 | -0.060079
3796 | 100 | 0 | 537.23 | 0 | 0 | 0 | 0 | 0 | 0 | 0 | 0 | 1657.47 | 100 | 0 | 0 | 0 | 1495.3399 | 0 | 0 | 1495.3399 | 1495.4 | -0.060079
3797 | 100 | 0 | 543.37 | 0 | 0 | 0 | 0 | 0 | 0 | 0 | 0 | 1657.47 | 100 | 0 | 0 | 0 | 1495.3399 | 0 | 0 | 1495.3399 | 1495.4 | -0.060079
3798 | 100 | 0 | 549.5 | 0 | 0 | 0 | 0 | 0 | 0 | 0 | 0 | 1657.47 | 94.39 | 5.61 | 0 | 0 | 1495.3399 | 265.1609 | 5.61 | 1760.5008 | 1760.66 | -0.15919
3799 | 100 | 0 | 555.64 | 0 | 0 | 0 | 0 | 0 | 0 | 0 | 0 | 1657.47 | 74.99 | 25.01 | 0 | 0 | 1495.3399 | 1182.1165 | 25.01 | 2677.4565 | 2677.52 | -0.06354
3800 | 100 | 0 | 561.77 | 0 | 0 | 0 | 0 | 0 | 0 | 0 | 0 | 1657.47 | 25.21 | 74.79 | 0 | 0 | 1495.3399 | 3535.0058 | 74.79 | 5030.3458 | 5030.41 | -0.064242
3801 | 100 | 0 | 567.91 | 0 | 0 | 0 | 0 | 0 | 0 | 0 | 0 | 1657.47 | 0 | 113.07 | 13.07 | 0 | 1495.3399 | 4726.5755 | 100 | 6221.9154 | 6221.98 | -0.064551
3802 | 100 | 0 | 574.05 | 0 | 0 | 0 | 0 | 0 | 0 | 0 | 0 | 1657.47 | 0 | 122.95 | 22.95 | 0 | 1495.3399 | 4726.5755 | 100 | 6221.9154 | 6221.98 | -0.064551
3803 | 100 | 0 | 580.18 | 0 | 0 | 0 | 0 | 0 | 0 | 0 | 0 | 1657.47 | 0 | 158.18 | 58.18 | 0 | 1495.3399 | 4726.5755 | 100 | 6221.9154 | 6221.98 | -0.064551
3804 | 100 | 0 | 586.32 | 0 | 0 | 0 | 0 | 0 | 0 | 0 | 0 | 1657.47 | 0 | 179.17 | 79.17 | 0 | 1495.3399 | 4726.5755 | 100 | 6221.9154 | 6221.98 | -0.064551
3805 | 100 | 0 | 592.46 | 0 | 0 | 0 | 0 | 0 | 0 | 0 | 0 | 1657.47 | 0 | 179.21 | 79.21 | 0 | 1495.3399 | 4726.5755 | 100 | 6221.9154 | 6221.98 | -0.064551
3806 | 100 | 0 | 598.59 | 0 | 0 | 0 | 0 | 0 | 0 | 0 | 0 | 1657.47 | 0 | 170.27 | 70.27 | 0 | 1495.3399 | 4726.5755 | 100 | 6221.9154 | 6221.98 | -0.064551
3807 | 100 | 0 | 604.73 | 0 | 0 | 0 | 0 | 0 | 0 | 0 | 0 | 1657.47 | 0 | 156.59 | 56.59 | 0 | 1495.3399 | 4726.5755 | 100 | 6221.9154 | 6221.98 | -0.064551
3808 | 100 | 0 | 610.86 | 0 | 0 | 0 | 0 | 0 | 0 | 0 | 0 | 1657.47 | 0 | 115.18 | 15.18 | 0 | 1495.3399 | 4726.5755 | 100 | 6221.9154 | 6221.98 | -0.064551
3809 | 81.5 | 0 | 605.65 | 0 | 0 | 0 | 0 | 0 | 0 | 0 | 0 | 1657.47 | 0 | 81.5 | 0 | 0 | 1495.3399 | 3852.1591 | 81.5 | 5347.499 | 5347.56 | -0.061024
3810 | 33.56 | 0 | 571.01 | 0 | 0 | 0 | 0 | 0 | 0 | 0 | 0 | 1657.47 | 0 | 33.56 | 0 | 0 | 1495.3399 | 1586.2387 | 33.56 | 3081.5787 | 3081.74 | -0.16133
3811 | 25.36 | 0 | 531.34 | 0 | 0 | 0 | 0 | 0 | 0 | 0 | 0 | 1657.47 | 16.22 | 9.14 | 0 | 0 | 1495.3399 | 432.009 | 9.14 | 1927.3489 | 1927.34 | 0.0089239
3812 | 16.22 | 0 | 486.07 | 0 | 0 | 0 | 0 | 0 | 0 | 0 | 0 | 1657.47 | 16.22 | 0 | 0 | 0 | 1495.3399 | 0 | 0 | 1495.3399 | 1495.4 | -0.060079
3813 | 16.22 | 0 | 440.79 | 0 | 0 | 0 | 0 | 0 | 0 | 0 | 0 | 1657.47 | 16.22 | 0 | 0 | 0 | 1495.3399 | 0 | 0 | 1495.3399 | 1495.4 | -0.060079
3814 | 100 | 0 | 446.92 | 0 | 0 | 0 | 0 | 0 | 0 | 0 | 0 | 1657.47 | 100 | 0 | 0 | 0 | 1495.3399 | 0 | 0 | 1495.3399 | 1495.4 | -0.060079
3815 | 100 | 0 | 453.06 | 0 | 0 | 0 | 0 | 0 | 0 | 0 | 0 | 1657.47 | 100 | 0 | 0 | 0 | 1495.3399 | 0 | 0 | 1495.3399 | 1495.4 | -0.060079
3816 | 100 | 0 | 459.2 | 0 | 0 | 0 | 0 | 0 | 0 | 0 | 0 | 1657.47 | 100 | 0 | 0 | 0 | 1495.3399 | 0 | 0 | 1495.3399 | 1495.4 | -0.060079
3817 | 100 | 0 | 465.33 | 0 | 0 | 0 | 0 | 0 | 0 | 0 | 0 | 1657.47 | 100 | 0 | 0 | 0 | 1495.3399 | 0 | 0 | 1495.3399 | 1495.4 | -0.060079
3818 | 100 | 0 | 471.47 | 0 | 0 | 0 | 0 | 0 | 0 | 0 | 0 | 1657.47 | 100 | 0 | 0 | 0 | 1495.3399 | 0 | 0 | 1495.3399 | 1495.4 | -0.060079
3819 | 100 | 0 | 477.61 | 0 | 0 | 0 | 0 | 0 | 0 | 0 | 0 | 1657.47 | 100 | 0 | 0 | 0 | 1495.3399 | 0 | 0 | 1495.3399 | 1495.4 | -0.060079
3820 | 100 | 0 | 483.74 | 0 | 0 | 0 | 0 | 0 | 0 | 0 | 0 | 1657.47 | 100 | 0 | 0 | 0 | 1495.3399 | 0 | 0 | 1495.3399 | 1495.4 | -0.060079
3821 | 100 | 0 | 489.88 | 0 | 0 | 0 | 0 | 0 | 0 | 0 | 0 | 1657.47 | 100 | 0 | 0 | 0 | 1495.3399 | 0 | 0 | 1495.3399 | 1495.4 | -0.060079
3822 | 100 | 0 | 496.01 | 0 | 0 | 0 | 0 | 0 | 0 | 0 | 0 | 1657.47 | 93.99 | 6.01 | 0 | 0 | 1495.3399 | 284.0672 | 6.01 | 1779.4071 | 1779.7 | -0.29289
3823 | 100 | 0 | 502.15 | 0 | 0 | 0 | 0 | 0 | 0 | 0 | 0 | 1657.47 | 74.56 | 25.44 | 0 | 0 | 1495.3399 | 1202.4408 | 25.44 | 2697.7807 | 2697.84 | -0.059265
3824 | 100 | 0 | 508.29 | 0 | 0 | 0 | 0 | 0 | 0 | 0 | 0 | 1657.47 | 24.78 | 75.22 | 0 | 0 | 1495.3399 | 3555.3301 | 75.22 | 5050.67 | 5050.83 | -0.15997
3825 | 100 | 0 | 514.42 | 0 | 0 | 0 | 0 | 0 | 0 | 0 | 0 | 1657.47 | 0 | 124.25 | 24.25 | 0 | 1495.3399 | 4726.5755 | 100 | 6221.9154 | 6221.98 | -0.064551
3826 | 100 | 0 | 520.56 | 0 | 0 | 0 | 0 | 0 | 0 | 0 | 0 | 1657.47 | 0 | 162.04 | 62.04 | 0 | 1495.3399 | 4726.5755 | 100 | 6221.9154 | 6221.98 | -0.064551
3827 | 100 | 0 | 526.7 | 0 | 0 | 0 | 0 | 0 | 0 | 0 | 0 | 1657.47 | 0 | 188.02 | 88.02 | 0 | 1495.3399 | 4726.5755 | 100 | 6221.9154 | 6221.98 | -0.064551
3828 | 100 | 0 | 532.83 | 0 | 0 | 0 | 0 | 0 | 0 | 0 | 0 | 1657.47 | 0 | 200 | 100 | 0 | 1495.3399 | 4726.5755 | 100 | 6221.9154 | 6221.98 | -0.064551
3829 | 100 | 0 | 538.97 | 0 | 0 | 0 | 0 | 0 | 0 | 0 | 0 | 1657.47 | 0 | 200 | 100 | 0 | 1495.3399 | 4726.5755 | 100 | 6221.9154 | 6221.98 | -0.064551
3830 | 100 | 0 | 545.1 | 0 | 0 | 0 | 0 | 0 | 0 | 0 | 0 | 1657.47 | 0 | 190.91 | 90.91 | 0 | 1495.3399 | 4726.5755 | 100 | 6221.9154 | 6221.98 | -0.064551
3831 | 100 | 0 | 551.24 | 0 | 0 | 0 | 0 | 0 | 0 | 0 | 0 | 1657.47 | 0 | 166.91 | 66.91 | 0 | 1495.3399 | 4726.5755 | 100 | 6221.9154 | 6221.98 | -0.064551
3832 | 100 | 0 | 557.38 | 0 | 0 | 0 | 0 | 0 | 0 | 0 | 0 | 1657.47 | 0 | 131.31 | 31.31 | 0 | 1495.3399 | 4726.5755 | 100 | 6221.9154 | 6221.98 | -0.064551
3833 | 85.34 | 0 | 554.52 | 0 | 0 | 0 | 0 | 0 | 0 | 0 | 0 | 1657.47 | 0 | 85.34 | 0 | 0 | 1495.3399 | 4033.6596 | 85.34 | 5528.9995 | 5529.25 | -0.25052
3834 | 34.98 | 0 | 520.75 | 0 | 0 | 0 | 0 | 0 | 0 | 0 | 0 | 1657.47 | 0 | 34.98 | 0 | 0 | 1495.3399 | 1653.3561 | 34.98 | 3148.696 | 3148.76 | -0.06396
3835 | 22.65 | 0 | 479.43 | 0 | 0 | 0 | 0 | 0 | 0 | 0 | 0 | 1657.47 | 16.22 | 6.44 | 0 | 0 | 1495.3399 | 304.3915 | 6.44 | 1799.7314 | 1799.58 | 0.15138
3836 | 16.22 | 0 | 434.15 | 0 | 0 | 0 | 0 | 0 | 0 | 0 | 0 | 1657.47 | 16.22 | 0 | 0 | 0 | 1495.3399 | 0 | 0 | 1495.3399 | 1495.4 | -0.060079
3837 | 16.22 | 0 | 388.87 | 0 | 0 | 0 | 0 | 0 | 0 | 0 | 0 | 1657.47 | 16.22 | 0 | 0 | 0 | 1495.3399 | 0 | 0 | 1495.3399 | 1495.4 | -0.060079
3838 | 100 | 0 | 395.01 | 0 | 0 | 0 | 0 | 0 | 0 | 0 | 0 | 1657.47 | 100 | 0 | 0 | 0 | 1495.3399 | 0 | 0 | 1495.3399 | 1495.4 | -0.060079
3839 | 100 | 0 | 401.14 | 0 | 0 | 0 | 0 | 0 | 0 | 0 | 0 | 1657.47 | 100 | 0 | 0 | 0 | 1495.3399 | 0 | 0 | 1495.3399 | 1495.4 | -0.060079
3840 | 100 | 0 | 407.28 | 0 | 0 | 0 | 0 | 0 | 0 | 0 | 0 | 1657.47 | 100 | 0 | 0 | 0 | 1495.3399 | 0 | 0 | 1495.3399 | 1495.4 | -0.060079
3841 | 100 | 0 | 413.42 | 0 | 0 | 0 | 0 | 0 | 0 | 0 | 0 | 1657.47 | 100 | 0 | 0 | 0 | 1495.3399 | 0 | 0 | 1495.3399 | 1495.4 | -0.060079
3842 | 100 | 0 | 419.55 | 0 | 0 | 0 | 0 | 0 | 0 | 0 | 0 | 1657.47 | 100 | 0 | 0 | 0 | 1495.3399 | 0 | 0 | 1495.3399 | 1495.4 | -0.060079
3843 | 100 | 0 | 425.69 | 0 | 0 | 0 | 0 | 0 | 0 | 0 | 0 | 1657.47 | 100 | 0 | 0 | 0 | 1495.3399 | 0 | 0 | 1495.3399 | 1495.4 | -0.060079
3844 | 100 | 0 | 431.83 | 0 | 0 | 0 | 0 | 0 | 0 | 0 | 0 | 1657.47 | 100 | 0 | 0 | 0 | 1495.3399 | 0 | 0 | 1495.3399 | 1495.4 | -0.060079
3845 | 100 | 0 | 437.96 | 0 | 0 | 0 | 0 | 0 | 0 | 0 | 0 | 1657.47 | 100 | 0 | 0 | 0 | 1495.3399 | 0 | 0 | 1495.3399 | 1495.4 | -0.060079
3846 | 100 | 0 | 444.1 | 0 | 0 | 0 | 0 | 0 | 0 | 0 | 0 | 1657.47 | 95 | 5 | 0 | 0 | 1495.3399 | 236.3288 | 5 | 1731.6687 | 1731.59 | 0.078697
3847 | 100 | 0 | 450.23 | 0 | 0 | 0 | 0 | 0 | 0 | 0 | 0 | 1657.47 | 75.93 | 24.07 | 0 | 0 | 1495.3399 | 1137.6867 | 24.07 | 2633.0267 | 2633.09 | -0.06335
3848 | 100 | 0 | 456.37 | 0 | 0 | 0 | 0 | 0 | 0 | 0 | 0 | 1657.47 | 26.04 | 73.96 | 0 | 0 | 1495.3399 | 3495.7753 | 73.96 | 4991.1152 | 4991.37 | -0.25482
3849 | 100 | 0 | 462.51 | 0 | 0 | 0 | 0 | 0 | 0 | 0 | 0 | 1657.47 | 0 | 122.51 | 22.51 | 0 | 1495.3399 | 4726.5755 | 100 | 6221.9154 | 6221.98 | -0.064551
3850 | 100 | 0 | 468.64 | 0 | 0 | 0 | 0 | 0 | 0 | 0 | 0 | 1657.47 | 0 | 159.18 | 59.18 | 0 | 1495.3399 | 4726.5755 | 100 | 6221.9154 | 6221.98 | -0.064551
3851 | 100 | 0 | 474.78 | 0 | 0 | 0 | 0 | 0 | 0 | 0 | 0 | 1657.47 | 0 | 184.97 | 84.97 | 0 | 1495.3399 | 4726.5755 | 100 | 6221.9154 | 6221.98 | -0.064551
3852 | 100 | 0 | 480.92 | 0 | 0 | 0 | 0 | 0 | 0 | 0 | 0 | 1657.47 | 0 | 177.39 | 77.39 | 0 | 1495.3399 | 4726.5755 | 100 | 6221.9154 | 6221.98 | -0.064551
3853 | 100 | 0 | 487.05 | 0 | 0 | 0 | 0 | 0 | 0 | 0 | 0 | 1657.47 | 0 | 151.96 | 51.96 | 0 | 1495.3399 | 4726.5755 | 100 | 6221.9154 | 6221.98 | -0.064551
3854 | 100 | 0 | 493.19 | 0 | 0 | 0 | 0 | 0 | 0 | 0 | 0 | 1657.47 | 0 | 116.78 | 16.78 | 0 | 1495.3399 | 4726.5755 | 100 | 6221.9154 | 6221.98 | -0.064551
3855 | 100 | 0 | 499.32 | 0 | 0 | 0 | 0 | 0 | 0 | 0 | 0 | 1657.47 | 0 | 122.94 | 22.94 | 0 | 1495.3399 | 4726.5755 | 100 | 6221.9154 | 6221.98 | -0.064551
3856 | 100 | 0 | 505.46 | 0 | 0 | 0 | 0 | 0 | 0 | 0 | 0 | 1657.47 | 18.74 | 81.26 | 0 | 0 | 1495.3399 | 3840.8153 | 81.26 | 5336.1552 | 5336.03 | 0.12519
3857 | 100 | 0 | 511.6 | 0 | 0 | 0 | 0 | 0 | 0 | 0 | 0 | 1657.47 | 49.43 | 50.57 | 0 | 0 | 1495.3399 | 2390.2292 | 50.57 | 3885.5692 | 3885.44 | 0.12917
3858 | 100 | 0 | 517.73 | 0 | 0 | 0 | 0 | 0 | 0 | 0 | 0 | 1657.47 | 66.4 | 33.6 | 0 | 0 | 1495.3399 | 1588.1294 | 33.6 | 3083.4693 | 3083.34 | 0.1293
3859 | 100 | 0 | 523.87 | 0 | 0 | 0 | 0 | 0 | 0 | 0 | 0 | 1657.47 | 92.03 | 7.97 | 0 | 0 | 1495.3399 | 376.7081 | 7.97 | 1872.048 | 1872.18 | -0.13201
3860 | 100 | 0 | 530.01 | 0 | 0 | 0 | 0 | 0 | 0 | 0 | 0 | 1657.47 | 100 | 0 | 0 | 0 | 1495.3399 | 0 | 0 | 1495.3399 | 1495.4 | -0.060079
3861 | 100 | 0 | 536.14 | 0 | 0 | 0 | 0 | 0 | 0 | 0 | 0 | 1657.47 | 100 | 0 | 0 | 0 | 1495.3399 | 0 | 0 | 1495.3399 | 1495.4 | -0.060079
3862 | 100 | 0 | 542.28 | 0 | 0 | 0 | 0 | 0 | 0 | 0 | 0 | 1657.47 | 100 | 0 | 0 | 0 | 1495.3399 | 0 | 0 | 1495.3399 | 1495.4 | -0.060079
3863 | 100 | 0 | 548.41 | 0 | 0 | 0 | 0 | 0 | 0 | 0 | 0 | 1657.47 | 100 | 0 | 0 | 0 | 1495.3399 | 0 | 0 | 1495.3399 | 1495.4 | -0.060079
3864 | 100 | 0 | 554.55 | 0 | 0 | 0 | 0 | 0 | 0 | 0 | 0 | 1657.47 | 100 | 0 | 0 | 0 | 1495.3399 | 0 | 0 | 1495.3399 | 1495.4 | -0.060079
3865 | 100 | 0 | 560.69 | 0 | 0 | 0 | 0 | 0 | 0 | 0 | 0 | 1657.47 | 100 | 0 | 0 | 0 | 1495.3399 | 0 | 0 | 1495.3399 | 1495.4 | -0.060079
3866 | 100 | 0 | 566.82 | 0 | 0 | 0 | 0 | 0 | 0 | 0 | 0 | 1657.47 | 100 | 0 | 0 | 0 | 1495.3399 | 0 | 0 | 1495.3399 | 1495.4 | -0.060079
3867 | 100 | 0 | 572.96 | 0 | 0 | 0 | 0 | 0 | 0 | 0 | 0 | 1657.47 | 100 | 0 | 0 | 0 | 1495.3399 | 0 | 0 | 1495.3399 | 1495.4 | -0.060079
3868 | 100 | 0 | 579.1 | 0 | 0 | 0 | 0 | 0 | 0 | 0 | 0 | 1657.47 | 100 | 0 | 0 | 0 | 1495.3399 | 0 | 0 | 1495.3399 | 1495.4 | -0.060079
3869 | 100 | 0 | 585.23 | 0 | 0 | 0 | 0 | 0 | 0 | 0 | 0 | 1657.47 | 100 | 0 | 0 | 0 | 1495.3399 | 0 | 0 | 1495.3399 | 1495.4 | -0.060079
3870 | 100 | 0 | 591.37 | 0 | 0 | 0 | 0 | 0 | 0 | 0 | 0 | 1657.47 | 93.84 | 6.17 | 0 | 0 | 1495.3399 | 291.6297 | 6.17 | 1786.9696 | 1786.8 | 0.16963
3871 | 100 | 0 | 597.5 | 0 | 0 | 0 | 0 | 0 | 0 | 0 | 0 | 1657.47 | 74.89 | 25.11 | 0 | 0 | 1495.3399 | 1186.8431 | 25.11 | 2682.183 | 2682.15 | 0.033036
3872 | 100 | 0 | 603.64 | 0 | 0 | 0 | 0 | 0 | 0 | 0 | 0 | 1657.47 | 26.5 | 73.5 | 0 | 0 | 1495.3399 | 3474.033 | 73.5 | 4969.3729 | 4969.44 | -0.067066
3873 | 100 | 0 | 609.78 | 0 | 0 | 0 | 0 | 0 | 0 | 0 | 0 | 1657.47 | 0 | 120.74 | 20.74 | 0 | 1495.3399 | 4726.5755 | 100 | 6221.9154 | 6221.98 | -0.064551
3874 | 100 | 0 | 615.91 | 0 | 0 | 0 | 0 | 0 | 0 | 0 | 0 | 1657.47 | 0 | 143.95 | 43.95 | 0 | 1495.3399 | 4726.5755 | 100 | 6221.9154 | 6221.98 | -0.064551
3875 | 100 | 0 | 622.05 | 0 | 0 | 0 | 0 | 0 | 0 | 0 | 0 | 1657.47 | 0 | 119.18 | 19.18 | 0 | 1495.3399 | 4726.5755 | 100 | 6221.9154 | 6221.98 | -0.064551
3876 | 100 | 0 | 628.19 | 0 | 0 | 0 | 0 | 0 | 0 | 0 | 0 | 1657.47 | 0 | 134.31 | 34.31 | 0 | 1495.3399 | 4726.5755 | 100 | 6221.9154 | 6221.98 | -0.064551
3877 | 100 | 0 | 634.32 | 0 | 0 | 0 | 0 | 0 | 0 | 0 | 0 | 1657.47 | 0 | 178.74 | 78.74 | 0 | 1495.3399 | 4726.5755 | 100 | 6221.9154 | 6221.98 | -0.064551
3878 | 100 | 0 | 640.46 | 0 | 0 | 0 | 0 | 0 | 0 | 0 | 0 | 1657.47 | 0 | 179.9 | 79.9 | 0 | 1495.3399 | 4726.5755 | 100 | 6221.9154 | 6221.98 | -0.064551
3879 | 100 | 0 | 646.59 | 0 | 0 | 0 | 0 | 0 | 0 | 0 | 0 | 1657.47 | 0 | 158.58 | 58.58 | 0 | 1495.3399 | 4726.5755 | 100 | 6221.9154 | 6221.98 | -0.064551
3880 | 100 | 0 | 652.73 | 0 | 0 | 0 | 0 | 0 | 0 | 0 | 0 | 1657.47 | 0 | 117.44 | 17.44 | 0 | 1495.3399 | 4726.5755 | 100 | 6221.9154 | 6221.98 | -0.064551
3881 | 100 | 0 | 658.87 | 0 | 0 | 0 | 0 | 0 | 0 | 0 | 0 | 1657.47 | 22.69 | 77.31 | 0 | 0 | 1495.3399 | 3654.1155 | 77.31 | 5149.4555 | 5149.52 | -0.064538
3882 | 100 | 0 | 665 | 0 | 0 | 0 | 0 | 0 | 0 | 0 | 0 | 1657.47 | 65.27 | 34.73 | 0 | 0 | 1495.3399 | 1641.5397 | 34.73 | 3136.8796 | 3137.04 | -0.1604
3883 | 100 | 0 | 671.14 | 0 | 0 | 0 | 0 | 0 | 0 | 0 | 0 | 1657.47 | 92.8 | 7.2 | 0 | 0 | 1495.3399 | 340.3134 | 7.2 | 1835.6534 | 1835.55 | 0.10336
3884 | 100 | 0 | 677.28 | 0 | 0 | 0 | 0 | 0 | 0 | 0 | 0 | 1657.47 | 100 | 0 | 0 | 0 | 1495.3399 | 0 | 0 | 1495.3399 | 1495.4 | -0.060079
3885 | 100 | 0 | 683.41 | 0 | 0 | 0 | 0 | 0 | 0 | 0 | 0 | 1657.47 | 100 | 0 | 0 | 0 | 1495.3399 | 0 | 0 | 1495.3399 | 1495.4 | -0.060079
3886 | 100 | 0 | 689.55 | 0 | 0 | 0 | 0 | 0 | 0 | 0 | 0 | 1657.47 | 100 | 0 | 0 | 0 | 1495.3399 | 0 | 0 | 1495.3399 | 1495.4 | -0.060079
3887 | 100 | 0 | 695.68 | 0 | 0 | 0 | 0 | 0 | 0 | 0 | 0 | 1657.47 | 100 | 0 | 0 | 0 | 1495.3399 | 0 | 0 | 1495.3399 | 1495.4 | -0.060079
3888 | 100 | 0 | 701.82 | 0 | 0 | 0 | 0 | 0 | 0 | 0 | 0 | 1657.47 | 100 | 0 | 0 | 0 | 1495.3399 | 0 | 0 | 1495.3399 | 1495.4 | -0.060079
3889 | 100 | 0 | 707.96 | 0 | 0 | 0 | 0 | 0 | 0 | 0 | 0 | 1657.47 | 100 | 0 | 0 | 0 | 1495.3399 | 0 | 0 | 1495.3399 | 1495.4 | -0.060079
3890 | 100 | 0 | 714.09 | 0 | 0 | 0 | 0 | 0 | 0 | 0 | 0 | 1657.47 | 100 | 0 | 0 | 0 | 1495.3399 | 0 | 0 | 1495.3399 | 1495.4 | -0.060079
3891 | 100 | 0 | 720.23 | 0 | 0 | 0 | 0 | 0 | 0 | 0 | 0 | 1657.47 | 100 | 0 | 0 | 0 | 1495.3399 | 0 | 0 | 1495.3399 | 1495.4 | -0.060079
3892 | 100 | 0 | 726.37 | 0 | 0 | 0 | 0 | 0 | 0 | 0 | 0 | 1657.47 | 100 | 0 | 0 | 0 | 1495.3399 | 0 | 0 | 1495.3399 | 1495.4 | -0.060079
3893 | 100 | 0 | 732.5 | 0 | 0 | 0 | 0 | 0 | 0 | 0 | 0 | 1657.47 | 100 | 0 | 0 | 0 | 1495.3399 | 0 | 0 | 1495.3399 | 1495.4 | -0.060079
3894 | 100 | 0 | 738.64 | 0 | 0 | 0 | 0 | 0 | 0 | 0 | 0 | 1657.47 | 94.67 | 5.33 | 0 | 0 | 1495.3399 | 251.9265 | 5.33 | 1747.2664 | 1747.24 | 0.026396
3895 | 100 | 0 | 744.77 | 0 | 0 | 0 | 0 | 0 | 0 | 0 | 0 | 1657.47 | 75.75 | 24.25 | 0 | 0 | 1495.3399 | 1146.1946 | 24.25 | 2641.5345 | 2641.79 | -0.25551
3896 | 100 | 0 | 750.91 | 0 | 0 | 0 | 0 | 0 | 0 | 0 | 0 | 1657.47 | 26.28 | 73.72 | 0 | 0 | 1495.3399 | 3484.4315 | 73.72 | 4979.7714 | 4980.02 | -0.2486
3897 | 100 | 0 | 757.05 | 0 | 0 | 0 | 0 | 0 | 0 | 0 | 0 | 1657.47 | 0 | 121.52 | 21.52 | 0 | 1495.3399 | 4726.5755 | 100 | 6221.9154 | 6221.98 | -0.064551
3898 | 100 | 0 | 763.18 | 0 | 0 | 0 | 0 | 0 | 0 | 0 | 0 | 1657.47 | 0 | 157.7 | 57.7 | 0 | 1495.3399 | 4726.5755 | 100 | 6221.9154 | 6221.98 | -0.064551
3899 | 100 | 0 | 769.32 | 0 | 0 | 0 | 0 | 0 | 0 | 0 | 0 | 1657.47 | 0 | 183.64 | 83.64 | 0 | 1495.3399 | 4726.5755 | 100 | 6221.9154 | 6221.98 | -0.064551
3900 | 100 | 0 | 775.46 | 0 | 0 | 0 | 0 | 0 | 0 | 0 | 0 | 1657.47 | 0 | 195.23 | 95.23 | 0 | 1495.3399 | 4726.5755 | 100 | 6221.9154 | 6221.98 | -0.064551
3901 | 100 | 0 | 781.59 | 0 | 0 | 0 | 0 | 0 | 0 | 0 | 0 | 1657.47 | 0 | 195.42 | 95.42 | 0 | 1495.3399 | 4726.5755 | 100 | 6221.9154 | 6221.98 | -0.064551
3902 | 100 | 0 | 787.73 | 0 | 0 | 0 | 0 | 0 | 0 | 0 | 0 | 1657.47 | 0 | 183.43 | 83.43 | 0 | 1495.3399 | 4726.5755 | 100 | 6221.9154 | 6221.98 | -0.064551
3903 | 100 | 0 | 793.86 | 0 | 0 | 0 | 0 | 0 | 0 | 0 | 0 | 1657.47 | 0 | 160.02 | 60.02 | 0 | 1495.3399 | 4726.5755 | 100 | 6221.9154 | 6221.98 | -0.064551
3904 | 100 | 0 | 800 | 0 | 0 | 0 | 0 | 0 | 0 | 0 | 0 | 1657.47 | 0 | 126.23 | 26.23 | 0 | 1495.3399 | 4726.5755 | 100 | 6221.9154 | 6221.98 | -0.064551
3905 | 82.33 | 0 | 795.29 | 0 | 0 | 0 | 0 | 0 | 0 | 0 | 0 | 1657.47 | 0 | 82.33 | 0 | 0 | 1495.3399 | 3891.3896 | 82.33 | 5386.7296 | 5386.79 | -0.060447
3906 | 34.44 | 0 | 761.2 | 0 | 0 | 0 | 0 | 0 | 0 | 0 | 0 | 1657.47 | 0 | 34.44 | 0 | 0 | 1495.3399 | 1627.8326 | 34.44 | 3123.1725 | 3123.33 | -0.15747
3907 | 23.85 | 0 | 720.6 | 0 | 0 | 0 | 0 | 0 | 0 | 0 | 0 | 1657.47 | 16.22 | 7.63 | 0 | 0 | 1495.3399 | 360.6377 | 7.63 | 1855.9776 | 1856.15 | -0.17237
3908 | 16.22 | 0 | 675.33 | 0 | 0 | 0 | 0 | 0 | 0 | 0 | 0 | 1657.47 | 16.22 | 0 | 0 | 0 | 1495.3399 | 0 | 0 | 1495.3399 | 1495.4 | -0.060079
3909 | 16.22 | 0 | 630.05 | 0 | 0 | 0 | 0 | 0 | 0 | 0 | 0 | 1657.47 | 16.22 | 0 | 0 | 0 | 1495.3399 | 0 | 0 | 1495.3399 | 1495.4 | -0.060079
3910 | 100 | 0 | 636.19 | 0 | 0 | 0 | 0 | 0 | 0 | 0 | 0 | 1657.47 | 100 | 0 | 0 | 0 | 1495.3399 | 0 | 0 | 1495.3399 | 1495.4 | -0.060079
3911 | 100 | 0 | 642.32 | 0 | 0 | 0 | 0 | 0 | 0 | 0 | 0 | 1657.47 | 100 | 0 | 0 | 0 | 1495.3399 | 0 | 0 | 1495.3399 | 1495.4 | -0.060079
3912 | 100 | 0 | 648.46 | 0 | 0 | 0 | 0 | 0 | 0 | 0 | 0 | 1657.47 | 100 | 0 | 0 | 0 | 1495.3399 | 0 | 0 | 1495.3399 | 1495.4 | -0.060079
3913 | 100 | 0 | 654.59 | 0 | 0 | 0 | 0 | 0 | 0 | 0 | 0 | 1657.47 | 100 | 0 | 0 | 0 | 1495.3399 | 0 | 0 | 1495.3399 | 1495.4 | -0.060079
3914 | 100 | 0 | 660.73 | 0 | 0 | 0 | 0 | 0 | 0 | 0 | 0 | 1657.47 | 100 | 0 | 0 | 0 | 1495.3399 | 0 | 0 | 1495.3399 | 1495.4 | -0.060079
3915 | 100 | 0 | 666.87 | 0 | 0 | 0 | 0 | 0 | 0 | 0 | 0 | 1657.47 | 100 | 0 | 0 | 0 | 1495.3399 | 0 | 0 | 1495.3399 | 1495.4 | -0.060079
3916 | 100 | 0 | 673 | 0 | 0 | 0 | 0 | 0 | 0 | 0 | 0 | 1657.47 | 100 | 0 | 0 | 0 | 1495.3399 | 0 | 0 | 1495.3399 | 1495.4 | -0.060079
3917 | 100 | 0 | 679.14 | 0 | 0 | 0 | 0 | 0 | 0 | 0 | 0 | 1657.47 | 100 | 0 | 0 | 0 | 1495.3399 | 0 | 0 | 1495.3399 | 1495.4 | -0.060079
3918 | 100 | 0 | 685.28 | 0 | 0 | 0 | 0 | 0 | 0 | 0 | 0 | 1657.47 | 93.77 | 6.23 | 0 | 0 | 1495.3399 | 294.4657 | 6.23 | 1789.8056 | 1789.94 | -0.13442
3919 | 100 | 0 | 691.41 | 0 | 0 | 0 | 0 | 0 | 0 | 0 | 0 | 1657.47 | 75.13 | 24.87 | 0 | 0 | 1495.3399 | 1175.4993 | 24.87 | 2670.8393 | 2670.81 | 0.029255
3920 | 100 | 0 | 697.55 | 0 | 0 | 0 | 0 | 0 | 0 | 0 | 0 | 1657.47 | 26.76 | 73.24 | 0 | 0 | 1495.3399 | 3461.7439 | 73.24 | 4957.0838 | 4957.05 | 0.033838
3921 | 100 | 0 | 703.68 | 0 | 0 | 0 | 0 | 0 | 0 | 0 | 0 | 1657.47 | 0 | 120.7 | 20.7 | 0 | 1495.3399 | 4726.5755 | 100 | 6221.9154 | 6221.98 | -0.064551
3922 | 100 | 0 | 709.82 | 0 | 0 | 0 | 0 | 0 | 0 | 0 | 0 | 1657.47 | 0 | 157.28 | 57.28 | 0 | 1495.3399 | 4726.5755 | 100 | 6221.9154 | 6221.98 | -0.064551
3923 | 100 | 0 | 715.96 | 0 | 0 | 0 | 0 | 0 | 0 | 0 | 0 | 1657.47 | 0 | 182.59 | 82.59 | 0 | 1495.3399 | 4726.5755 | 100 | 6221.9154 | 6221.98 | -0.064551
3924 | 100 | 0 | 722.09 | 0 | 0 | 0 | 0 | 0 | 0 | 0 | 0 | 1657.47 | 0 | 195.78 | 95.78 | 0 | 1495.3399 | 4726.5755 | 100 | 6221.9154 | 6221.98 | -0.064551
3925 | 100 | 0 | 728.23 | 0 | 0 | 0 | 0 | 0 | 0 | 0 | 0 | 1657.47 | 0 | 196.31 | 96.31 | 0 | 1495.3399 | 4726.5755 | 100 | 6221.9154 | 6221.98 | -0.064551
3926 | 100 | 0 | 734.37 | 0 | 0 | 0 | 0 | 0 | 0 | 0 | 0 | 1657.47 | 0 | 185.01 | 85.01 | 0 | 1495.3399 | 4726.5755 | 100 | 6221.9154 | 6221.98 | -0.064551
3927 | 100 | 0 | 740.5 | 0 | 0 | 0 | 0 | 0 | 0 | 0 | 0 | 1657.47 | 0 | 162.33 | 62.33 | 0 | 1495.3399 | 4726.5755 | 100 | 6221.9154 | 6221.98 | -0.064551
3928 | 100 | 0 | 746.64 | 0 | 0 | 0 | 0 | 0 | 0 | 0 | 0 | 1657.47 | 0 | 129.01 | 29.01 | 0 | 1495.3399 | 4726.5755 | 100 | 6221.9154 | 6221.98 | -0.064551
3929 | 85.05 | 0 | 743.6 | 0 | 0 | 0 | 0 | 0 | 0 | 0 | 0 | 1657.47 | 0 | 85.05 | 0 | 0 | 1495.3399 | 4019.9525 | 85.05 | 5515.2924 | 5515.36 | -0.067593
3930 | 35.43 | 0 | 710.11 | 0 | 0 | 0 | 0 | 0 | 0 | 0 | 0 | 1657.47 | 0 | 35.43 | 0 | 0 | 1495.3399 | 1674.6257 | 35.43 | 3169.9656 | 3170.22 | -0.25437
3931 | 23.55 | 0 | 669.33 | 0 | 0 | 0 | 0 | 0 | 0 | 0 | 0 | 1657.47 | 16.22 | 7.33 | 0 | 0 | 1495.3399 | 346.458 | 7.33 | 1841.7979 | 1841.69 | 0.10791
3932 | 16.22 | 0 | 624.05 | 0 | 0 | 0 | 0 | 0 | 0 | 0 | 0 | 1657.47 | 16.22 | 0 | 0 | 0 | 1495.3399 | 0 | 0 | 1495.3399 | 1495.4 | -0.060079
3933 | 16.22 | 0 | 578.78 | 0 | 0 | 0 | 0 | 0 | 0 | 0 | 0 | 1657.47 | 16.22 | 0 | 0 | 0 | 1495.3399 | 0 | 0 | 1495.3399 | 1495.4 | -0.060079
3934 | 100 | 0 | 584.91 | 0 | 0 | 0 | 0 | 0 | 0 | 0 | 0 | 1657.47 | 100 | 0 | 0 | 0 | 1495.3399 | 0 | 0 | 1495.3399 | 1495.4 | -0.060079
3935 | 100 | 0 | 591.05 | 0 | 0 | 0 | 0 | 0 | 0 | 0 | 0 | 1657.47 | 100 | 0 | 0 | 0 | 1495.3399 | 0 | 0 | 1495.3399 | 1495.4 | -0.060079
3936 | 100 | 0 | 597.19 | 0 | 0 | 0 | 0 | 0 | 0 | 0 | 0 | 1657.47 | 100 | 0 | 0 | 0 | 1495.3399 | 0 | 0 | 1495.3399 | 1495.4 | -0.060079
3937 | 100 | 0 | 603.32 | 0 | 0 | 0 | 0 | 0 | 0 | 0 | 0 | 1657.47 | 100 | 0 | 0 | 0 | 1495.3399 | 0 | 0 | 1495.3399 | 1495.4 | -0.060079
3938 | 100 | 0 | 609.46 | 0 | 0 | 0 | 0 | 0 | 0 | 0 | 0 | 1657.47 | 100 | 0 | 0 | 0 | 1495.3399 | 0 | 0 | 1495.3399 | 1495.4 | -0.060079
3939 | 100 | 0 | 615.59 | 0 | 0 | 0 | 0 | 0 | 0 | 0 | 0 | 1657.47 | 100 | 0 | 0 | 0 | 1495.3399 | 0 | 0 | 1495.3399 | 1495.4 | -0.060079
3940 | 100 | 0 | 621.73 | 0 | 0 | 0 | 0 | 0 | 0 | 0 | 0 | 1657.47 | 100 | 0 | 0 | 0 | 1495.3399 | 0 | 0 | 1495.3399 | 1495.4 | -0.060079
3941 | 100 | 0 | 627.87 | 0 | 0 | 0 | 0 | 0 | 0 | 0 | 0 | 1657.47 | 100 | 0 | 0 | 0 | 1495.3399 | 0 | 0 | 1495.3399 | 1495.4 | -0.060079
3942 | 100 | 0 | 634 | 0 | 0 | 0 | 0 | 0 | 0 | 0 | 0 | 1657.47 | 93.94 | 6.06 | 0 | 0 | 1495.3399 | 286.4305 | 6.06 | 1781.7704 | 1781.62 | 0.1504
3943 | 100 | 0 | 640.14 | 0 | 0 | 0 | 0 | 0 | 0 | 0 | 0 | 1657.47 | 75.38 | 24.62 | 0 | 0 | 1495.3399 | 1163.6829 | 24.62 | 2659.0228 | 2658.99 | 0.032816
3944 | 100 | 0 | 646.28 | 0 | 0 | 0 | 0 | 0 | 0 | 0 | 0 | 1657.47 | 25.3 | 74.7 | 0 | 0 | 1495.3399 | 3530.7519 | 74.7 | 5026.0918 | 5025.97 | 0.12184
3945 | 100 | 0 | 652.41 | 0 | 0 | 0 | 0 | 0 | 0 | 0 | 0 | 1657.47 | 0 | 116.39 | 16.39 | 0 | 1495.3399 | 4726.5755 | 100 | 6221.9154 | 6221.98 | -0.064551
3946 | 100 | 0 | 658.55 | 0 | 0 | 0 | 0 | 0 | 0 | 0 | 0 | 1657.47 | 0 | 132.92 | 32.92 | 0 | 1495.3399 | 4726.5755 | 100 | 6221.9154 | 6221.98 | -0.064551
3947 | 100 | 0 | 664.68 | 0 | 0 | 0 | 0 | 0 | 0 | 0 | 0 | 1657.47 | 0 | 174.45 | 74.45 | 0 | 1495.3399 | 4726.5755 | 100 | 6221.9154 | 6221.98 | -0.064551
3948 | 100 | 0 | 670.82 | 0 | 0 | 0 | 0 | 0 | 0 | 0 | 0 | 1657.47 | 0 | 200 | 100 | 0 | 1495.3399 | 4726.5755 | 100 | 6221.9154 | 6221.98 | -0.064551
3949 | 100 | 0 | 676.96 | 0 | 0 | 0 | 0 | 0 | 0 | 0 | 0 | 1657.47 | 0 | 184.76 | 84.76 | 0 | 1495.3399 | 4726.5755 | 100 | 6221.9154 | 6221.98 | -0.064551
3950 | 100 | 0 | 683.09 | 0 | 0 | 0 | 0 | 0 | 0 | 0 | 0 | 1657.47 | 0 | 170.08 | 70.08 | 0 | 1495.3399 | 4726.5755 | 100 | 6221.9154 | 6221.98 | -0.064551
3951 | 100 | 0 | 689.23 | 0 | 0 | 0 | 0 | 0 | 0 | 0 | 0 | 1657.47 | 0 | 155.03 | 55.03 | 0 | 1495.3399 | 4726.5755 | 100 | 6221.9154 | 6221.98 | -0.064551
3952 | 100 | 0 | 695.37 | 0 | 0 | 0 | 0 | 0 | 0 | 0 | 0 | 1657.47 | 0 | 122.32 | 22.32 | 0 | 1495.3399 | 4726.5755 | 100 | 6221.9154 | 6221.98 | -0.064551
3953 | 87.49 | 0 | 693.83 | 0 | 0 | 0 | 0 | 0 | 0 | 0 | 0 | 1657.47 | 0 | 87.49 | 0 | 0 | 1495.3399 | 4135.2809 | 87.49 | 5630.6209 | 5630.87 | -0.24915
3954 | 35.66 | 0 | 660.48 | 0 | 0 | 0 | 0 | 0 | 0 | 0 | 0 | 1657.47 | 0 | 35.66 | 0 | 0 | 1495.3399 | 1685.4968 | 35.66 | 3180.8368 | 3180.9 | -0.063246
3955 | 24.32 | 0 | 620.17 | 0 | 0 | 0 | 0 | 0 | 0 | 0 | 0 | 1657.47 | 16.22 | 8.1 | 0 | 0 | 1495.3399 | 382.8526 | 8.1 | 1878.1925 | 1878.23 | -0.037462
3956 | 16.22 | 0 | 574.9 | 0 | 0 | 0 | 0 | 0 | 0 | 0 | 0 | 1657.47 | 16.22 | 0 | 0 | 0 | 1495.3399 | 0 | 0 | 1495.3399 | 1495.4 | -0.060079
3957 | 16.22 | 0 | 529.62 | 0 | 0 | 0 | 0 | 0 | 0 | 0 | 0 | 1657.47 | 16.22 | 0 | 0 | 0 | 1495.3399 | 0 | 0 | 1495.3399 | 1495.4 | -0.060079
3958 | 100 | 0 | 535.75 | 0 | 0 | 0 | 0 | 0 | 0 | 0 | 0 | 1657.47 | 100 | 0 | 0 | 0 | 1495.3399 | 0 | 0 | 1495.3399 | 1495.4 | -0.060079
3959 | 100 | 0 | 541.89 | 0 | 0 | 0 | 0 | 0 | 0 | 0 | 0 | 1657.47 | 100 | 0 | 0 | 0 | 1495.3399 | 0 | 0 | 1495.3399 | 1495.4 | -0.060079
3960 | 100 | 0 | 548.03 | 0 | 0 | 0 | 0 | 0 | 0 | 0 | 0 | 1657.47 | 100 | 0 | 0 | 0 | 1495.3399 | 0 | 0 | 1495.3399 | 1495.4 | -0.060079
3961 | 100 | 0 | 554.16 | 0 | 0 | 0 | 0 | 0 | 0 | 0 | 0 | 1657.47 | 100 | 0 | 0 | 0 | 1495.3399 | 0 | 0 | 1495.3399 | 1495.4 | -0.060079
3962 | 100 | 0 | 560.3 | 0 | 0 | 0 | 0 | 0 | 0 | 0 | 0 | 1657.47 | 100 | 0 | 0 | 0 | 1495.3399 | 0 | 0 | 1495.3399 | 1495.4 | -0.060079
3963 | 100 | 0 | 566.44 | 0 | 0 | 0 | 0 | 0 | 0 | 0 | 0 | 1657.47 | 100 | 0 | 0 | 0 | 1495.3399 | 0 | 0 | 1495.3399 | 1495.4 | -0.060079
3964 | 100 | 0 | 572.57 | 0 | 0 | 0 | 0 | 0 | 0 | 0 | 0 | 1657.47 | 100 | 0 | 0 | 0 | 1495.3399 | 0 | 0 | 1495.3399 | 1495.4 | -0.060079
3965 | 100 | 0 | 578.71 | 0 | 0 | 0 | 0 | 0 | 0 | 0 | 0 | 1657.47 | 100 | 0 | 0 | 0 | 1495.3399 | 0 | 0 | 1495.3399 | 1495.4 | -0.060079
3966 | 100 | 0 | 584.84 | 0 | 0 | 0 | 0 | 0 | 0 | 0 | 0 | 1657.47 | 92.78 | 7.22 | 0 | 0 | 1495.3399 | 341.2588 | 7.22 | 1836.5987 | 1836.54 | 0.058674
3967 | 100 | 0 | 590.98 | 0 | 0 | 0 | 0 | 0 | 0 | 0 | 0 | 1657.47 | 76.17 | 23.83 | 0 | 0 | 1495.3399 | 1126.3429 | 23.83 | 2621.6829 | 2621.65 | 0.032869
3968 | 100 | 0 | 597.12 | 0 | 0 | 0 | 0 | 0 | 0 | 0 | 0 | 1657.47 | 37.26 | 62.74 | 0 | 0 | 1495.3399 | 2965.4535 | 62.74 | 4460.7934 | 4461.05 | -0.25659
3969 | 100 | 0 | 603.25 | 0 | 0 | 0 | 0 | 0 | 0 | 0 | 0 | 1657.47 | 3.94 | 96.06 | 0 | 0 | 1495.3399 | 4540.3485 | 96.06 | 6035.6884 | 6035.85 | -0.16163
3970 | 100 | 0 | 609.39 | 0 | 0 | 0 | 0 | 0 | 0 | 0 | 0 | 1657.47 | 0 | 146.14 | 46.14 | 0 | 1495.3399 | 4726.5755 | 100 | 6221.9154 | 6221.98 | -0.064551
3971 | 99.93 | 0 | 615.48 | 0 | 0 | 0 | 0 | 0 | 0 | 0 | 0 | 1657.47 | 16.22 | 83.71 | 0 | 0 | 1495.3399 | 3956.6164 | 83.71 | 5451.9563 | 5451.83 | 0.1263
3972 | 100 | 0 | 621.62 | 0 | 0 | 0 | 0 | 0 | 0 | 0 | 0 | 1657.47 | 0 | 169.06 | 69.06 | 0 | 1495.3399 | 4726.5755 | 100 | 6221.9154 | 6221.98 | -0.064551
3973 | 100 | 0 | 627.75 | 0 | 0 | 0 | 0 | 0 | 0 | 0 | 0 | 1657.47 | 0 | 178.04 | 78.04 | 0 | 1495.3399 | 4726.5755 | 100 | 6221.9154 | 6221.98 | -0.064551
3974 | 63.29 | 0 | 611.36 | 0 | 0 | 0 | 0 | 0 | 0 | 0 | 0 | 1657.47 | 0 | 63.29 | 0 | 0 | 1495.3399 | 2991.4497 | 63.29 | 4486.7896 | 4486.85 | -0.060427
3975 | 100 | 0 | 617.5 | 0 | 0 | 0 | 0 | 0 | 0 | 0 | 0 | 1657.47 | 0 | 123.47 | 23.47 | 0 | 1495.3399 | 4726.5755 | 100 | 6221.9154 | 6221.98 | -0.064551
3976 | 100 | 0 | 623.63 | 0 | 0 | 0 | 0 | 0 | 0 | 0 | 0 | 1657.47 | 0 | 121.16 | 21.16 | 0 | 1495.3399 | 4726.5755 | 100 | 6221.9154 | 6221.98 | -0.064551
3977 | 79.78 | 0 | 617.36 | 0 | 0 | 0 | 0 | 0 | 0 | 0 | 0 | 1657.47 | 0 | 79.78 | 0 | 0 | 1495.3399 | 3770.862 | 79.78 | 5266.2019 | 5266.45 | -0.24812
3978 | 36.91 | 0 | 584.78 | 0 | 0 | 0 | 0 | 0 | 0 | 0 | 0 | 1657.47 | 0 | 36.91 | 0 | 0 | 1495.3399 | 1744.579 | 36.91 | 3239.9189 | 3239.98 | -0.061052
3979 | 22.71 | 0 | 543.49 | 0 | 0 | 0 | 0 | 0 | 0 | 0 | 0 | 1657.47 | 16.22 | 6.49 | 0 | 0 | 1495.3399 | 306.7548 | 6.49 | 1802.0947 | 1802.06 | 0.034672
3980 | 16.22 | 0 | 498.21 | 0 | 0 | 0 | 0 | 0 | 0 | 0 | 0 | 1657.47 | 16.22 | 0 | 0 | 0 | 1495.3399 | 0 | 0 | 1495.3399 | 1495.4 | -0.060079
3981 | 16.22 | 0 | 452.93 | 0 | 0 | 0 | 0 | 0 | 0 | 0 | 0 | 1657.47 | 16.22 | 0 | 0 | 0 | 1495.3399 | 0 | 0 | 1495.3399 | 1495.4 | -0.060079
3982 | 100 | 0 | 459.07 | 0 | 0 | 0 | 0 | 0 | 0 | 0 | 0 | 1657.47 | 100 | 0 | 0 | 0 | 1495.3399 | 0 | 0 | 1495.3399 | 1495.4 | -0.060079
3983 | 100 | 0 | 465.2 | 0 | 0 | 0 | 0 | 0 | 0 | 0 | 0 | 1657.47 | 100 | 0 | 0 | 0 | 1495.3399 | 0 | 0 | 1495.3399 | 1495.4 | -0.060079
3984 | 100 | 0 | 471.34 | 0 | 0 | 0 | 0 | 0 | 0 | 0 | 0 | 1657.47 | 100 | 0 | 0 | 0 | 1495.3399 | 0 | 0 | 1495.3399 | 1495.4 | -0.060079
3985 | 100 | 0 | 477.48 | 0 | 0 | 0 | 0 | 0 | 0 | 0 | 0 | 1657.47 | 100 | 0 | 0 | 0 | 1495.3399 | 0 | 0 | 1495.3399 | 1495.4 | -0.060079
3986 | 100 | 0 | 483.61 | 0 | 0 | 0 | 0 | 0 | 0 | 0 | 0 | 1657.47 | 100 | 0 | 0 | 0 | 1495.3399 | 0 | 0 | 1495.3399 | 1495.4 | -0.060079
3987 | 100 | 0 | 489.75 | 0 | 0 | 0 | 0 | 0 | 0 | 0 | 0 | 1657.47 | 100 | 0 | 0 | 0 | 1495.3399 | 0 | 0 | 1495.3399 | 1495.4 | -0.060079
3988 | 100 | 0 | 495.89 | 0 | 0 | 0 | 0 | 0 | 0 | 0 | 0 | 1657.47 | 100 | 0 | 0 | 0 | 1495.3399 | 0 | 0 | 1495.3399 | 1495.4 | -0.060079
3989 | 100 | 0 | 502.02 | 0 | 0 | 0 | 0 | 0 | 0 | 0 | 0 | 1657.47 | 100 | 0 | 0 | 0 | 1495.3399 | 0 | 0 | 1495.3399 | 1495.4 | -0.060079
3990 | 100 | 0 | 508.16 | 0 | 0 | 0 | 0 | 0 | 0 | 0 | 0 | 1657.47 | 94.55 | 5.45 | 0 | 0 | 1495.3399 | 257.5984 | 5.45 | 1752.9383 | 1752.87 | 0.068287
3991 | 100 | 0 | 514.29 | 0 | 0 | 0 | 0 | 0 | 0 | 0 | 0 | 1657.47 | 79.55 | 20.45 | 0 | 0 | 1495.3399 | 966.5847 | 20.45 | 2461.9246 | 2461.8 | 0.12462
3992 | 100 | 0 | 520.43 | 0 | 0 | 0 | 0 | 0 | 0 | 0 | 0 | 1657.47 | 41.32 | 58.68 | 0 | 0 | 1495.3399 | 2773.5545 | 58.68 | 4268.8944 | 4268.77 | 0.12444
3993 | 79.14 | 0 | 513.76 | 0 | 0 | 0 | 0 | 0 | 0 | 0 | 0 | 1657.47 | 16.22 | 62.92 | 0 | 0 | 1495.3399 | 2973.9613 | 62.92 | 4469.3012 | 4469.18 | 0.12124
3994 | 100 | 0 | 519.9 | 0 | 0 | 0 | 0 | 0 | 0 | 0 | 0 | 1657.47 | 0 | 121.67 | 21.67 | 0 | 1495.3399 | 4726.5755 | 100 | 6221.9154 | 6221.98 | -0.064551
3995 | 100 | 0 | 526.04 | 0 | 0 | 0 | 0 | 0 | 0 | 0 | 0 | 1657.47 | 0 | 148.83 | 48.83 | 0 | 1495.3399 | 4726.5755 | 100 | 6221.9154 | 6221.98 | -0.064551
3996 | 100 | 0 | 532.17 | 0 | 0 | 0 | 0 | 0 | 0 | 0 | 0 | 1657.47 | 0 | 161.77 | 61.77 | 0 | 1495.3399 | 4726.5755 | 100 | 6221.9154 | 6221.98 | -0.064551
3997 | 100 | 0 | 538.31 | 0 | 0 | 0 | 0 | 0 | 0 | 0 | 0 | 1657.47 | 0 | 164.29 | 64.29 | 0 | 1495.3399 | 4726.5755 | 100 | 6221.9154 | 6221.98 | -0.064551
3998 | 100 | 0 | 544.44 | 0 | 0 | 0 | 0 | 0 | 0 | 0 | 0 | 1657.47 | 0 | 190.56 | 90.56 | 0 | 1495.3399 | 4726.5755 | 100 | 6221.9154 | 6221.98 | -0.064551
3999 | 100 | 0 | 550.58 | 0 | 0 | 0 | 0 | 0 | 0 | 0 | 0 | 1657.47 | 0 | 166.74 | 66.74 | 0 | 1495.3399 | 4726.5755 | 100 | 6221.9154 | 6221.98 | -0.064551
4000 | 100 | 0 | 556.72 | 0 | 0 | 0 | 0 | 0 | 0 | 0 | 0 | 1657.47 | 0 | 108.6 | 8.6 | 0 | 1495.3399 | 4726.5755 | 100 | 6221.9154 | 6221.98 | -0.064551
4001 | 47.67 | 0 | 530.74 | 0 | 0 | 0 | 0 | 0 | 0 | 0 | 0 | 1657.47 | 0 | 47.67 | 0 | 0 | 1495.3399 | 2253.1586 | 47.67 | 3748.4985 | 3748.37 | 0.12847
4002 | 30.87 | 0 | 494.45 | 0 | 0 | 0 | 0 | 0 | 0 | 0 | 0 | 1657.47 | 0 | 30.87 | 0 | 0 | 1495.3399 | 1459.0939 | 30.87 | 2954.4338 | 2954.69 | -0.25621
4003 | 26.81 | 0 | 455.68 | 0 | 0 | 0 | 0 | 0 | 0 | 0 | 0 | 1657.47 | 16.22 | 10.59 | 0 | 0 | 1495.3399 | 500.5443 | 10.59 | 1995.8843 | 1996.12 | -0.23573
4004 | 16.22 | 0 | 410.4 | 0 | 0 | 0 | 0 | 0 | 0 | 0 | 0 | 1657.47 | 16.22 | 0 | 0 | 0 | 1495.3399 | 0 | 0 | 1495.3399 | 1495.4 | -0.060079
4005 | 16.22 | 0 | 365.12 | 0 | 0 | 0 | 0 | 0 | 0 | 0 | 0 | 1657.47 | 16.22 | 0 | 0 | 0 | 1495.3399 | 0 | 0 | 1495.3399 | 1495.4 | -0.060079
4006 | 100 | 0 | 371.26 | 0 | 0 | 0 | 0 | 0 | 0 | 0 | 0 | 1657.47 | 100 | 0 | 0 | 0 | 1495.3399 | 0 | 0 | 1495.3399 | 1495.4 | -0.060079
4007 | 100 | 0 | 377.39 | 0 | 0 | 0 | 0 | 0 | 0 | 0 | 0 | 1657.47 | 100 | 0 | 0 | 0 | 1495.3399 | 0 | 0 | 1495.3399 | 1495.4 | -0.060079
4008 | 100 | 0 | 383.53 | 0 | 0 | 0 | 0 | 0 | 0 | 0 | 0 | 1657.47 | 100 | 0 | 0 | 0 | 1495.3399 | 0 | 0 | 1495.3399 | 1495.4 | -0.060079
4009 | 100 | 0 | 389.67 | 0 | 0 | 0 | 0 | 0 | 0 | 0 | 0 | 1657.47 | 100 | 0 | 0 | 0 | 1495.3399 | 0 | 0 | 1495.3399 | 1495.4 | -0.060079
4010 | 100 | 0 | 395.8 | 0 | 0 | 0 | 0 | 0 | 0 | 0 | 0 | 1657.47 | 100 | 0 | 0 | 0 | 1495.3399 | 0 | 0 | 1495.3399 | 1495.4 | -0.060079
4011 | 100 | 0 | 401.94 | 0 | 0 | 0 | 0 | 0 | 0 | 0 | 0 | 1657.47 | 100 | 0 | 0 | 0 | 1495.3399 | 0 | 0 | 1495.3399 | 1495.4 | -0.060079
4012 | 100 | 0 | 408.08 | 0 | 0 | 0 | 0 | 0 | 0 | 0 | 0 | 1657.47 | 100 | 0 | 0 | 0 | 1495.3399 | 0 | 0 | 1495.3399 | 1495.4 | -0.060079
4013 | 100 | 0 | 414.21 | 0 | 0 | 0 | 0 | 0 | 0 | 0 | 0 | 1657.47 | 100 | 0 | 0 | 0 | 1495.3399 | 0 | 0 | 1495.3399 | 1495.4 | -0.060079
4014 | 100 | 0 | 420.35 | 0 | 0 | 0 | 0 | 0 | 0 | 0 | 0 | 1657.47 | 93.19 | 6.81 | 0 | 0 | 1495.3399 | 321.8798 | 6.81 | 1817.2197 | 1817.15 | 0.069714
4015 | 100 | 0 | 426.48 | 0 | 0 | 0 | 0 | 0 | 0 | 0 | 0 | 1657.47 | 77.21 | 22.79 | 0 | 0 | 1495.3399 | 1077.1866 | 22.79 | 2572.5265 | 2572.78 | -0.25352
4016 | 100 | 0 | 432.62 | 0 | 0 | 0 | 0 | 0 | 0 | 0 | 0 | 1657.47 | 55.23 | 44.77 | 0 | 0 | 1495.3399 | 2116.0879 | 44.77 | 3611.4278 | 3611.4 | 0.027785
4017 | 100 | 0 | 438.76 | 0 | 0 | 0 | 0 | 0 | 0 | 0 | 0 | 1657.47 | 6.89 | 93.11 | 0 | 0 | 1495.3399 | 4400.9145 | 93.11 | 5896.2544 | 5896.51 | -0.2556
4018 | 100 | 0 | 444.89 | 0 | 0 | 0 | 0 | 0 | 0 | 0 | 0 | 1657.47 | 0 | 121.69 | 21.69 | 0 | 1495.3399 | 4726.5755 | 100 | 6221.9154 | 6221.98 | -0.064551
4019 | 100 | 0 | 451.03 | 0 | 0 | 0 | 0 | 0 | 0 | 0 | 0 | 1657.47 | 0 | 119.24 | 19.24 | 0 | 1495.3399 | 4726.5755 | 100 | 6221.9154 | 6221.98 | -0.064551
4020 | 100 | 0 | 457.17 | 0 | 0 | 0 | 0 | 0 | 0 | 0 | 0 | 1657.47 | 0 | 108.07 | 8.07 | 0 | 1495.3399 | 4726.5755 | 100 | 6221.9154 | 6221.98 | -0.064551
4021 | 100 | 0 | 463.3 | 0 | 0 | 0 | 0 | 0 | 0 | 0 | 0 | 1657.47 | 8.73 | 91.27 | 0 | 0 | 1495.3399 | 4313.9455 | 91.27 | 5809.2854 | 5809.44 | -0.15459
4022 | 100 | 0 | 469.44 | 0 | 0 | 0 | 0 | 0 | 0 | 0 | 0 | 1657.47 | 38.45 | 61.55 | 0 | 0 | 1495.3399 | 2909.2072 | 61.55 | 4404.5472 | 4404.61 | -0.062842
4023 | 100 | 0 | 475.57 | 0 | 0 | 0 | 0 | 0 | 0 | 0 | 0 | 1657.47 | 71.28 | 28.72 | 0 | 0 | 1495.3399 | 1357.4725 | 28.72 | 2852.8124 | 2852.97 | -0.15759
4024 | 100 | 0 | 481.71 | 0 | 0 | 0 | 0 | 0 | 0 | 0 | 0 | 1657.47 | 0 | 129.77 | 29.77 | 0 | 1495.3399 | 4726.5755 | 100 | 6221.9154 | 6221.98 | -0.064551
4025 | 100 | 0 | 487.85 | 0 | 0 | 0 | 0 | 0 | 0 | 0 | 0 | 1657.47 | 60.42 | 39.58 | 0 | 0 | 1495.3399 | 1870.7786 | 39.58 | 3366.1185 | 3365.99 | 0.12851
4026 | 100 | 0 | 493.98 | 0 | 0 | 0 | 0 | 0 | 0 | 0 | 0 | 1657.47 | 65.47 | 34.53 | 0 | 0 | 1495.3399 | 1632.0865 | 34.53 | 3127.4265 | 3127.3 | 0.12645
4027 | 100 | 0 | 500.12 | 0 | 0 | 0 | 0 | 0 | 0 | 0 | 0 | 1657.47 | 90.29 | 9.71 | 0 | 0 | 1495.3399 | 458.9505 | 9.71 | 1954.2904 | 1954.32 | -0.029596
4028 | 100 | 0 | 506.26 | 0 | 0 | 0 | 0 | 0 | 0 | 0 | 0 | 1657.47 | 100 | 0 | 0 | 0 | 1495.3399 | 0 | 0 | 1495.3399 | 1495.4 | -0.060079
4029 | 100 | 0 | 512.39 | 0 | 0 | 0 | 0 | 0 | 0 | 0 | 0 | 1657.47 | 100 | 0 | 0 | 0 | 1495.3399 | 0 | 0 | 1495.3399 | 1495.4 | -0.060079
4030 | 100 | 0 | 518.53 | 0 | 0 | 0 | 0 | 0 | 0 | 0 | 0 | 1657.47 | 100 | 0 | 0 | 0 | 1495.3399 | 0 | 0 | 1495.3399 | 1495.4 | -0.060079
4031 | 100 | 0 | 524.66 | 0 | 0 | 0 | 0 | 0 | 0 | 0 | 0 | 1657.47 | 100 | 0 | 0 | 0 | 1495.3399 | 0 | 0 | 1495.3399 | 1495.4 | -0.060079
4032 | 100 | 0 | 530.8 | 0 | 0 | 0 | 0 | 0 | 0 | 0 | 0 | 1657.47 | 100 | 0 | 0 | 0 | 1495.3399 | 0 | 0 | 1495.3399 | 1495.4 | -0.060079
4033 | 100 | 0 | 536.94 | 0 | 0 | 0 | 0 | 0 | 0 | 0 | 0 | 1657.47 | 100 | 0 | 0 | 0 | 1495.3399 | 0 | 0 | 1495.3399 | 1495.4 | -0.060079
4034 | 100 | 0 | 543.07 | 0 | 0 | 0 | 0 | 0 | 0 | 0 | 0 | 1657.47 | 100 | 0 | 0 | 0 | 1495.3399 | 0 | 0 | 1495.3399 | 1495.4 | -0.060079
4035 | 100 | 0 | 549.21 | 0 | 0 | 0 | 0 | 0 | 0 | 0 | 0 | 1657.47 | 100 | 0 | 0 | 0 | 1495.3399 | 0 | 0 | 1495.3399 | 1495.4 | -0.060079
4036 | 100 | 0 | 555.35 | 0 | 0 | 0 | 0 | 0 | 0 | 0 | 0 | 1657.47 | 100 | 0 | 0 | 0 | 1495.3399 | 0 | 0 | 1495.3399 | 1495.4 | -0.060079
4037 | 100 | 0 | 561.48 | 0 | 0 | 0 | 0 | 0 | 0 | 0 | 0 | 1657.47 | 100 | 0 | 0 | 0 | 1495.3399 | 0 | 0 | 1495.3399 | 1495.4 | -0.060079
4038 | 100 | 0 | 567.62 | 0 | 0 | 0 | 0 | 0 | 0 | 0 | 0 | 1657.47 | 95.25 | 4.75 | 0 | 0 | 1495.3399 | 224.5123 | 4.75 | 1719.8523 | 1720.02 | -0.16774
4039 | 100 | 0 | 573.75 | 0 | 0 | 0 | 0 | 0 | 0 | 0 | 0 | 1657.47 | 76.8 | 23.2 | 0 | 0 | 1495.3399 | 1096.5655 | 23.2 | 2591.9054 | 2592.06 | -0.15456
4040 | 100 | 0 | 579.89 | 0 | 0 | 0 | 0 | 0 | 0 | 0 | 0 | 1657.47 | 26.95 | 73.05 | 0 | 0 | 1495.3399 | 3452.7634 | 73.05 | 4948.1033 | 4948.07 | 0.033344
4041 | 100 | 0 | 586.03 | 0 | 0 | 0 | 0 | 0 | 0 | 0 | 0 | 1657.47 | 0 | 121.97 | 21.97 | 0 | 1495.3399 | 4726.5755 | 100 | 6221.9154 | 6221.98 | -0.064551
4042 | 100 | 0 | 592.16 | 0 | 0 | 0 | 0 | 0 | 0 | 0 | 0 | 1657.47 | 0 | 161.24 | 61.24 | 0 | 1495.3399 | 4726.5755 | 100 | 6221.9154 | 6221.98 | -0.064551
4043 | 100 | 0 | 598.3 | 0 | 0 | 0 | 0 | 0 | 0 | 0 | 0 | 1657.47 | 0 | 186.88 | 86.88 | 0 | 1495.3399 | 4726.5755 | 100 | 6221.9154 | 6221.98 | -0.064551
4044 | 100 | 0 | 604.44 | 0 | 0 | 0 | 0 | 0 | 0 | 0 | 0 | 1657.47 | 0 | 200 | 100 | 0 | 1495.3399 | 4726.5755 | 100 | 6221.9154 | 6221.98 | -0.064551
4045 | 100 | 0 | 610.57 | 0 | 0 | 0 | 0 | 0 | 0 | 0 | 0 | 1657.47 | 0 | 200 | 100 | 0 | 1495.3399 | 4726.5755 | 100 | 6221.9154 | 6221.98 | -0.064551
4046 | 100 | 0 | 616.71 | 0 | 0 | 0 | 0 | 0 | 0 | 0 | 0 | 1657.47 | 0 | 190.66 | 90.66 | 0 | 1495.3399 | 4726.5755 | 100 | 6221.9154 | 6221.98 | -0.064551
4047 | 100 | 0 | 622.84 | 0 | 0 | 0 | 0 | 0 | 0 | 0 | 0 | 1657.47 | 0 | 166.89 | 66.89 | 0 | 1495.3399 | 4726.5755 | 100 | 6221.9154 | 6221.98 | -0.064551
4048 | 100 | 0 | 628.98 | 0 | 0 | 0 | 0 | 0 | 0 | 0 | 0 | 1657.47 | 0 | 132.69 | 32.69 | 0 | 1495.3399 | 4726.5755 | 100 | 6221.9154 | 6221.98 | -0.064551
4049 | 100 | 0 | 635.12 | 0 | 0 | 0 | 0 | 0 | 0 | 0 | 0 | 1657.47 | 13.14 | 86.86 | 0 | 0 | 1495.3399 | 4105.5035 | 86.86 | 5600.8434 | 5600.91 | -0.066575
4050 | 100 | 0 | 641.25 | 0 | 0 | 0 | 0 | 0 | 0 | 0 | 0 | 1657.47 | 63.84 | 36.16 | 0 | 0 | 1495.3399 | 1709.1297 | 36.16 | 3204.4696 | 3204.44 | 0.029632
4051 | 100 | 0 | 647.39 | 0 | 0 | 0 | 0 | 0 | 0 | 0 | 0 | 1657.47 | 93.96 | 6.04 | 0 | 0 | 1495.3399 | 285.4852 | 6.04 | 1780.8251 | 1780.76 | 0.065083
4052 | 100 | 0 | 653.53 | 0 | 0 | 0 | 0 | 0 | 0 | 0 | 0 | 1657.47 | 100 | 0 | 0 | 0 | 1495.3399 | 0 | 0 | 1495.3399 | 1495.4 | -0.060079
4053 | 100 | 0 | 659.66 | 0 | 0 | 0 | 0 | 0 | 0 | 0 | 0 | 1657.47 | 100 | 0 | 0 | 0 | 1495.3399 | 0 | 0 | 1495.3399 | 1495.4 | -0.060079
4054 | 100 | 0 | 665.8 | 0 | 0 | 0 | 0 | 0 | 0 | 0 | 0 | 1657.47 | 100 | 0 | 0 | 0 | 1495.3399 | 0 | 0 | 1495.3399 | 1495.4 | -0.060079
4055 | 100 | 0 | 671.93 | 0 | 0 | 0 | 0 | 0 | 0 | 0 | 0 | 1657.47 | 100 | 0 | 0 | 0 | 1495.3399 | 0 | 0 | 1495.3399 | 1495.4 | -0.060079
4056 | 100 | 0 | 678.07 | 0 | 0 | 0 | 0 | 0 | 0 | 0 | 0 | 1657.47 | 100 | 0 | 0 | 0 | 1495.3399 | 0 | 0 | 1495.3399 | 1495.4 | -0.060079
4057 | 100 | 0 | 684.21 | 0 | 0 | 0 | 0 | 0 | 0 | 0 | 0 | 1657.47 | 100 | 0 | 0 | 0 | 1495.3399 | 0 | 0 | 1495.3399 | 1495.4 | -0.060079
4058 | 100 | 0 | 690.34 | 0 | 0 | 0 | 0 | 0 | 0 | 0 | 0 | 1657.47 | 100 | 0 | 0 | 0 | 1495.3399 | 0 | 0 | 1495.3399 | 1495.4 | -0.060079
4059 | 100 | 0 | 696.48 | 0 | 0 | 0 | 0 | 0 | 0 | 0 | 0 | 1657.47 | 100 | 0 | 0 | 0 | 1495.3399 | 0 | 0 | 1495.3399 | 1495.4 | -0.060079
4060 | 100 | 0 | 702.62 | 0 | 0 | 0 | 0 | 0 | 0 | 0 | 0 | 1657.47 | 100 | 0 | 0 | 0 | 1495.3399 | 0 | 0 | 1495.3399 | 1495.4 | -0.060079
4061 | 100 | 0 | 708.75 | 0 | 0 | 0 | 0 | 0 | 0 | 0 | 0 | 1657.47 | 100 | 0 | 0 | 0 | 1495.3399 | 0 | 0 | 1495.3399 | 1495.4 | -0.060079
4062 | 100 | 0 | 714.89 | 0 | 0 | 0 | 0 | 0 | 0 | 0 | 0 | 1657.47 | 95.27 | 4.73 | 0 | 0 | 1495.3399 | 223.567 | 4.73 | 1718.9069 | 1718.76 | 0.14694
4063 | 100 | 0 | 721.02 | 0 | 0 | 0 | 0 | 0 | 0 | 0 | 0 | 1657.47 | 76.71 | 23.29 | 0 | 0 | 1495.3399 | 1100.8194 | 23.29 | 2596.1594 | 2596.32 | -0.16064
4064 | 100 | 0 | 727.16 | 0 | 0 | 0 | 0 | 0 | 0 | 0 | 0 | 1657.47 | 32.85 | 67.15 | 0 | 0 | 1495.3399 | 3173.8955 | 67.15 | 4669.2354 | 4669.39 | -0.15461
4065 | 100 | 0 | 733.3 | 0 | 0 | 0 | 0 | 0 | 0 | 0 | 0 | 1657.47 | 0 | 119.25 | 19.25 | 0 | 1495.3399 | 4726.5755 | 100 | 6221.9154 | 6221.98 | -0.064551
4066 | 100 | 0 | 739.43 | 0 | 0 | 0 | 0 | 0 | 0 | 0 | 0 | 1657.47 | 0 | 155.15 | 55.15 | 0 | 1495.3399 | 4726.5755 | 100 | 6221.9154 | 6221.98 | -0.064551
4067 | 100 | 0 | 745.57 | 0 | 0 | 0 | 0 | 0 | 0 | 0 | 0 | 1657.47 | 0 | 179.67 | 79.67 | 0 | 1495.3399 | 4726.5755 | 100 | 6221.9154 | 6221.98 | -0.064551
4068 | 100 | 0 | 751.71 | 0 | 0 | 0 | 0 | 0 | 0 | 0 | 0 | 1657.47 | 0 | 192.24 | 92.24 | 0 | 1495.3399 | 4726.5755 | 100 | 6221.9154 | 6221.98 | -0.064551
4069 | 100 | 0 | 757.84 | 0 | 0 | 0 | 0 | 0 | 0 | 0 | 0 | 1657.47 | 0 | 181.73 | 81.73 | 0 | 1495.3399 | 4726.5755 | 100 | 6221.9154 | 6221.98 | -0.064551
4070 | 100 | 0 | 763.98 | 0 | 0 | 0 | 0 | 0 | 0 | 0 | 0 | 1657.47 | 0 | 181.16 | 81.16 | 0 | 1495.3399 | 4726.5755 | 100 | 6221.9154 | 6221.98 | -0.064551
4071 | 100 | 0 | 770.11 | 0 | 0 | 0 | 0 | 0 | 0 | 0 | 0 | 1657.47 | 0 | 147.21 | 47.21 | 0 | 1495.3399 | 4726.5755 | 100 | 6221.9154 | 6221.98 | -0.064551
4072 | 100 | 0 | 776.25 | 0 | 0 | 0 | 0 | 0 | 0 | 0 | 0 | 1657.47 | 0 | 128.03 | 28.03 | 0 | 1495.3399 | 4726.5755 | 100 | 6221.9154 | 6221.98 | -0.064551
4073 | 77.4 | 0 | 768.52 | 0 | 0 | 0 | 0 | 0 | 0 | 0 | 0 | 1657.47 | 0 | 77.4 | 0 | 0 | 1495.3399 | 3658.3695 | 77.4 | 5153.7094 | 5153.68 | 0.02938
4074 | 35.99 | 0 | 735.37 | 0 | 0 | 0 | 0 | 0 | 0 | 0 | 0 | 1657.47 | 0 | 35.99 | 0 | 0 | 1495.3399 | 1701.0945 | 35.99 | 3196.4345 | 3196.69 | -0.25555
4075 | 22.73 | 0 | 694.09 | 0 | 0 | 0 | 0 | 0 | 0 | 0 | 0 | 1657.47 | 16.22 | 6.51 | 0 | 0 | 1495.3399 | 307.7001 | 6.51 | 1803.04 | 1803.32 | -0.28001
4076 | 16.22 | 0 | 648.82 | 0 | 0 | 0 | 0 | 0 | 0 | 0 | 0 | 1657.47 | 16.22 | 0 | 0 | 0 | 1495.3399 | 0 | 0 | 1495.3399 | 1495.4 | -0.060079
4077 | 16.22 | 0 | 603.54 | 0 | 0 | 0 | 0 | 0 | 0 | 0 | 0 | 1657.47 | 16.22 | 0 | 0 | 0 | 1495.3399 | 0 | 0 | 1495.3399 | 1495.4 | -0.060079
4078 | 100 | 0 | 609.68 | 0 | 0 | 0 | 0 | 0 | 0 | 0 | 0 | 1657.47 | 100 | 0 | 0 | 0 | 1495.3399 | 0 | 0 | 1495.3399 | 1495.4 | -0.060079
4079 | 100 | 0 | 615.81 | 0 | 0 | 0 | 0 | 0 | 0 | 0 | 0 | 1657.47 | 100 | 0 | 0 | 0 | 1495.3399 | 0 | 0 | 1495.3399 | 1495.4 | -0.060079
4080 | 100 | 0 | 621.95 | 0 | 0 | 0 | 0 | 0 | 0 | 0 | 0 | 1657.47 | 100 | 0 | 0 | 0 | 1495.3399 | 0 | 0 | 1495.3399 | 1495.4 | -0.060079
4081 | 100 | 0 | 628.08 | 0 | 0 | 0 | 0 | 0 | 0 | 0 | 0 | 1657.47 | 100 | 0 | 0 | 0 | 1495.3399 | 0 | 0 | 1495.3399 | 1495.4 | -0.060079
4082 | 100 | 0 | 634.22 | 0 | 0 | 0 | 0 | 0 | 0 | 0 | 0 | 1657.47 | 100 | 0 | 0 | 0 | 1495.3399 | 0 | 0 | 1495.3399 | 1495.4 | -0.060079
4083 | 100 | 0 | 640.36 | 0 | 0 | 0 | 0 | 0 | 0 | 0 | 0 | 1657.47 | 100 | 0 | 0 | 0 | 1495.3399 | 0 | 0 | 1495.3399 | 1495.4 | -0.060079
4084 | 100 | 0 | 646.49 | 0 | 0 | 0 | 0 | 0 | 0 | 0 | 0 | 1657.47 | 100 | 0 | 0 | 0 | 1495.3399 | 0 | 0 | 1495.3399 | 1495.4 | -0.060079
4085 | 100 | 0 | 652.63 | 0 | 0 | 0 | 0 | 0 | 0 | 0 | 0 | 1657.47 | 100 | 0 | 0 | 0 | 1495.3399 | 0 | 0 | 1495.3399 | 1495.4 | -0.060079
4086 | 100 | 0 | 658.77 | 0 | 0 | 0 | 0 | 0 | 0 | 0 | 0 | 1657.47 | 95.18 | 4.82 | 0 | 0 | 1495.3399 | 227.8209 | 4.82 | 1723.1609 | 1723.39 | -0.22914
4087 | 100 | 0 | 664.9 | 0 | 0 | 0 | 0 | 0 | 0 | 0 | 0 | 1657.47 | 76.41 | 23.59 | 0 | 0 | 1495.3399 | 1114.9992 | 23.59 | 2610.3391 | 2610.5 | -0.16091
4088 | 100 | 0 | 671.04 | 0 | 0 | 0 | 0 | 0 | 0 | 0 | 0 | 1657.47 | 25.29 | 74.71 | 0 | 0 | 1495.3399 | 3531.2246 | 74.71 | 5026.5645 | 5026.44 | 0.1245
4089 | 100 | 0 | 677.17 | 0 | 0 | 0 | 0 | 0 | 0 | 0 | 0 | 1657.47 | 0 | 121.59 | 21.59 | 0 | 1495.3399 | 4726.5755 | 100 | 6221.9154 | 6221.98 | -0.064551
4090 | 100 | 0 | 683.31 | 0 | 0 | 0 | 0 | 0 | 0 | 0 | 0 | 1657.47 | 0 | 157.36 | 57.36 | 0 | 1495.3399 | 4726.5755 | 100 | 6221.9154 | 6221.98 | -0.064551
4091 | 100 | 0 | 689.45 | 0 | 0 | 0 | 0 | 0 | 0 | 0 | 0 | 1657.47 | 0 | 180.64 | 80.64 | 0 | 1495.3399 | 4726.5755 | 100 | 6221.9154 | 6221.98 | -0.064551
4092 | 100 | 0 | 695.58 | 0 | 0 | 0 | 0 | 0 | 0 | 0 | 0 | 1657.47 | 0 | 193.39 | 93.39 | 0 | 1495.3399 | 4726.5755 | 100 | 6221.9154 | 6221.98 | -0.064551
4093 | 100 | 0 | 701.72 | 0 | 0 | 0 | 0 | 0 | 0 | 0 | 0 | 1657.47 | 0 | 193.79 | 93.79 | 0 | 1495.3399 | 4726.5755 | 100 | 6221.9154 | 6221.98 | -0.064551
4094 | 100 | 0 | 707.86 | 0 | 0 | 0 | 0 | 0 | 0 | 0 | 0 | 1657.47 | 0 | 183.5 | 83.5 | 0 | 1495.3399 | 4726.5755 | 100 | 6221.9154 | 6221.98 | -0.064551
4095 | 100 | 0 | 713.99 | 0 | 0 | 0 | 0 | 0 | 0 | 0 | 0 | 1657.47 | 0 | 161.42 | 61.42 | 0 | 1495.3399 | 4726.5755 | 100 | 6221.9154 | 6221.98 | -0.064551
4096 | 100 | 0 | 720.13 | 0 | 0 | 0 | 0 | 0 | 0 | 0 | 0 | 1657.47 | 0 | 128.25 | 28.25 | 0 | 1495.3399 | 4726.5755 | 100 | 6221.9154 | 6221.98 | -0.064551
4097 | 72.83 | 0 | 709.59 | 0 | 0 | 0 | 0 | 0 | 0 | 0 | 0 | 1657.47 | 0 | 72.83 | 0 | 0 | 1495.3399 | 3442.365 | 72.83 | 4937.7049 | 4937.67 | 0.034878
4098 | 33.68 | 0 | 675.03 | 0 | 0 | 0 | 0 | 0 | 0 | 0 | 0 | 1657.47 | 0 | 33.68 | 0 | 0 | 1495.3399 | 1591.9106 | 33.68 | 3087.2506 | 3087.31 | -0.059441
4099 | 25.28 | 0 | 635.31 | 0 | 0 | 0 | 0 | 0 | 0 | 0 | 0 | 1657.47 | 16.22 | 9.07 | 0 | 0 | 1495.3399 | 428.7004 | 9.07 | 1924.0403 | 1923.91 | 0.13032
4100 | 16.22 | 0 | 590.04 | 0 | 0 | 0 | 0 | 0 | 0 | 0 | 0 | 1657.47 | 16.22 | 0 | 0 | 0 | 1495.3399 | 0 | 0 | 1495.3399 | 1495.4 | -0.060079
4101 | 16.22 | 0 | 544.76 | 0 | 0 | 0 | 0 | 0 | 0 | 0 | 0 | 1657.47 | 16.22 | 0 | 0 | 0 | 1495.3399 | 0 | 0 | 1495.3399 | 1495.4 | -0.060079
4102 | 100 | 0 | 550.89 | 0 | 0 | 0 | 0 | 0 | 0 | 0 | 0 | 1657.47 | 100 | 0 | 0 | 0 | 1495.3399 | 0 | 0 | 1495.3399 | 1495.4 | -0.060079
4103 | 100 | 0 | 557.03 | 0 | 0 | 0 | 0 | 0 | 0 | 0 | 0 | 1657.47 | 100 | 0 | 0 | 0 | 1495.3399 | 0 | 0 | 1495.3399 | 1495.4 | -0.060079
4104 | 100 | 0 | 563.17 | 0 | 0 | 0 | 0 | 0 | 0 | 0 | 0 | 1657.47 | 100 | 0 | 0 | 0 | 1495.3399 | 0 | 0 | 1495.3399 | 1495.4 | -0.060079
4105 | 100 | 0 | 569.3 | 0 | 0 | 0 | 0 | 0 | 0 | 0 | 0 | 1657.47 | 100 | 0 | 0 | 0 | 1495.3399 | 0 | 0 | 1495.3399 | 1495.4 | -0.060079
4106 | 100 | 0 | 575.44 | 0 | 0 | 0 | 0 | 0 | 0 | 0 | 0 | 1657.47 | 100 | 0 | 0 | 0 | 1495.3399 | 0 | 0 | 1495.3399 | 1495.4 | -0.060079
4107 | 100 | 0 | 581.58 | 0 | 0 | 0 | 0 | 0 | 0 | 0 | 0 | 1657.47 | 100 | 0 | 0 | 0 | 1495.3399 | 0 | 0 | 1495.3399 | 1495.4 | -0.060079
4108 | 100 | 0 | 587.71 | 0 | 0 | 0 | 0 | 0 | 0 | 0 | 0 | 1657.47 | 100 | 0 | 0 | 0 | 1495.3399 | 0 | 0 | 1495.3399 | 1495.4 | -0.060079
4109 | 100 | 0 | 593.85 | 0 | 0 | 0 | 0 | 0 | 0 | 0 | 0 | 1657.47 | 100 | 0 | 0 | 0 | 1495.3399 | 0 | 0 | 1495.3399 | 1495.4 | -0.060079
4110 | 100 | 0 | 599.98 | 0 | 0 | 0 | 0 | 0 | 0 | 0 | 0 | 1657.47 | 95.26 | 4.74 | 0 | 0 | 1495.3399 | 224.0397 | 4.74 | 1719.3796 | 1719.24 | 0.1396
4111 | 100 | 0 | 606.12 | 0 | 0 | 0 | 0 | 0 | 0 | 0 | 0 | 1657.47 | 77.29 | 22.71 | 0 | 0 | 1495.3399 | 1073.4053 | 22.71 | 2568.7452 | 2568.62 | 0.12522
4112 | 100 | 0 | 612.26 | 0 | 0 | 0 | 0 | 0 | 0 | 0 | 0 | 1657.47 | 28.7 | 71.3 | 0 | 0 | 1495.3399 | 3370.0484 | 71.3 | 4865.3883 | 4865.64 | -0.25173
4113 | 100 | 0 | 618.39 | 0 | 0 | 0 | 0 | 0 | 0 | 0 | 0 | 1657.47 | 0 | 118.79 | 18.79 | 0 | 1495.3399 | 4726.5755 | 100 | 6221.9154 | 6221.98 | -0.064551
4114 | 100 | 0 | 624.53 | 0 | 0 | 0 | 0 | 0 | 0 | 0 | 0 | 1657.47 | 0 | 155.81 | 55.81 | 0 | 1495.3399 | 4726.5755 | 100 | 6221.9154 | 6221.98 | -0.064551
4115 | 100 | 0 | 630.67 | 0 | 0 | 0 | 0 | 0 | 0 | 0 | 0 | 1657.47 | 0 | 180.64 | 80.64 | 0 | 1495.3399 | 4726.5755 | 100 | 6221.9154 | 6221.98 | -0.064551
4116 | 100 | 0 | 636.8 | 0 | 0 | 0 | 0 | 0 | 0 | 0 | 0 | 1657.47 | 0 | 193.49 | 93.49 | 0 | 1495.3399 | 4726.5755 | 100 | 6221.9154 | 6221.98 | -0.064551
4117 | 100 | 0 | 642.94 | 0 | 0 | 0 | 0 | 0 | 0 | 0 | 0 | 1657.47 | 0 | 194.3 | 94.3 | 0 | 1495.3399 | 4726.5755 | 100 | 6221.9154 | 6221.98 | -0.064551
4118 | 100 | 0 | 649.07 | 0 | 0 | 0 | 0 | 0 | 0 | 0 | 0 | 1657.47 | 0 | 181.94 | 81.94 | 0 | 1495.3399 | 4726.5755 | 100 | 6221.9154 | 6221.98 | -0.064551
4119 | 100 | 0 | 655.21 | 0 | 0 | 0 | 0 | 0 | 0 | 0 | 0 | 1657.47 | 0 | 158.79 | 58.79 | 0 | 1495.3399 | 4726.5755 | 100 | 6221.9154 | 6221.98 | -0.064551
4120 | 100 | 0 | 661.35 | 0 | 0 | 0 | 0 | 0 | 0 | 0 | 0 | 1657.47 | 0 | 125.63 | 25.63 | 0 | 1495.3399 | 4726.5755 | 100 | 6221.9154 | 6221.98 | -0.064551
4121 | 82.3 | 0 | 656.62 | 0 | 0 | 0 | 0 | 0 | 0 | 0 | 0 | 1657.47 | 0 | 82.3 | 0 | 0 | 1495.3399 | 3889.9717 | 82.3 | 5385.3116 | 5385.19 | 0.12158
4122 | 35.12 | 0 | 622.94 | 0 | 0 | 0 | 0 | 0 | 0 | 0 | 0 | 1657.47 | 0 | 35.12 | 0 | 0 | 1495.3399 | 1659.9733 | 35.12 | 3155.3132 | 3155.19 | 0.12325
4123 | 22.46 | 0 | 581.49 | 0 | 0 | 0 | 0 | 0 | 0 | 0 | 0 | 1657.47 | 16.22 | 6.24 | 0 | 0 | 1495.3399 | 294.9383 | 6.24 | 1790.2782 | 1790.46 | -0.18177
4124 | 16.22 | 0 | 536.21 | 0 | 0 | 0 | 0 | 0 | 0 | 0 | 0 | 1657.47 | 16.22 | 0 | 0 | 0 | 1495.3399 | 0 | 0 | 1495.3399 | 1495.4 | -0.060079
4125 | 16.22 | 0 | 490.94 | 0 | 0 | 0 | 0 | 0 | 0 | 0 | 0 | 1657.47 | 16.22 | 0 | 0 | 0 | 1495.3399 | 0 | 0 | 1495.3399 | 1495.4 | -0.060079
4126 | 100 | 0 | 497.07 | 0 | 0 | 0 | 0 | 0 | 0 | 0 | 0 | 1657.47 | 100 | 0 | 0 | 0 | 1495.3399 | 0 | 0 | 1495.3399 | 1495.4 | -0.060079
4127 | 100 | 0 | 503.21 | 0 | 0 | 0 | 0 | 0 | 0 | 0 | 0 | 1657.47 | 100 | 0 | 0 | 0 | 1495.3399 | 0 | 0 | 1495.3399 | 1495.4 | -0.060079
4128 | 100 | 0 | 509.34 | 0 | 0 | 0 | 0 | 0 | 0 | 0 | 0 | 1657.47 | 100 | 0 | 0 | 0 | 1495.3399 | 0 | 0 | 1495.3399 | 1495.4 | -0.060079
4129 | 100 | 0 | 515.48 | 0 | 0 | 0 | 0 | 0 | 0 | 0 | 0 | 1657.47 | 100 | 0 | 0 | 0 | 1495.3399 | 0 | 0 | 1495.3399 | 1495.4 | -0.060079
4130 | 100 | 0 | 521.62 | 0 | 0 | 0 | 0 | 0 | 0 | 0 | 0 | 1657.47 | 100 | 0 | 0 | 0 | 1495.3399 | 0 | 0 | 1495.3399 | 1495.4 | -0.060079
4131 | 100 | 0 | 527.75 | 0 | 0 | 0 | 0 | 0 | 0 | 0 | 0 | 1657.47 | 100 | 0 | 0 | 0 | 1495.3399 | 0 | 0 | 1495.3399 | 1495.4 | -0.060079
4132 | 100 | 0 | 533.89 | 0 | 0 | 0 | 0 | 0 | 0 | 0 | 0 | 1657.47 | 100 | 0 | 0 | 0 | 1495.3399 | 0 | 0 | 1495.3399 | 1495.4 | -0.060079
4133 | 100 | 0 | 540.03 | 0 | 0 | 0 | 0 | 0 | 0 | 0 | 0 | 1657.47 | 100 | 0 | 0 | 0 | 1495.3399 | 0 | 0 | 1495.3399 | 1495.4 | -0.060079
4134 | 100 | 0 | 546.16 | 0 | 0 | 0 | 0 | 0 | 0 | 0 | 0 | 1657.47 | 94.77 | 5.23 | 0 | 0 | 1495.3399 | 247.1999 | 5.23 | 1742.5398 | 1742.79 | -0.25018
4135 | 100 | 0 | 552.3 | 0 | 0 | 0 | 0 | 0 | 0 | 0 | 0 | 1657.47 | 76.75 | 23.25 | 0 | 0 | 1495.3399 | 1098.9288 | 23.25 | 2594.2687 | 2594.43 | -0.16127
4136 | 100 | 0 | 558.43 | 0 | 0 | 0 | 0 | 0 | 0 | 0 | 0 | 1657.47 | 25.97 | 74.03 | 0 | 0 | 1495.3399 | 3499.0839 | 74.03 | 4994.4238 | 4994.58 | -0.15622
4137 | 100 | 0 | 564.57 | 0 | 0 | 0 | 0 | 0 | 0 | 0 | 0 | 1657.47 | 0 | 123.45 | 23.45 | 0 | 1495.3399 | 4726.5755 | 100 | 6221.9154 | 6221.98 | -0.064551
4138 | 100 | 0 | 570.71 | 0 | 0 | 0 | 0 | 0 | 0 | 0 | 0 | 1657.47 | 0 | 161.42 | 61.42 | 0 | 1495.3399 | 4726.5755 | 100 | 6221.9154 | 6221.98 | -0.064551
4139 | 100 | 0 | 576.84 | 0 | 0 | 0 | 0 | 0 | 0 | 0 | 0 | 1657.47 | 0 | 186.06 | 86.06 | 0 | 1495.3399 | 4726.5755 | 100 | 6221.9154 | 6221.98 | -0.064551
4140 | 100 | 0 | 582.98 | 0 | 0 | 0 | 0 | 0 | 0 | 0 | 0 | 1657.47 | 0 | 196.92 | 96.92 | 0 | 1495.3399 | 4726.5755 | 100 | 6221.9154 | 6221.98 | -0.064551
4141 | 100 | 0 | 589.12 | 0 | 0 | 0 | 0 | 0 | 0 | 0 | 0 | 1657.47 | 0 | 196.89 | 96.89 | 0 | 1495.3399 | 4726.5755 | 100 | 6221.9154 | 6221.98 | -0.064551
4142 | 100 | 0 | 595.25 | 0 | 0 | 0 | 0 | 0 | 0 | 0 | 0 | 1657.47 | 0 | 184.83 | 84.83 | 0 | 1495.3399 | 4726.5755 | 100 | 6221.9154 | 6221.98 | -0.064551
4143 | 100 | 0 | 601.39 | 0 | 0 | 0 | 0 | 0 | 0 | 0 | 0 | 1657.47 | 0 | 163.06 | 63.06 | 0 | 1495.3399 | 4726.5755 | 100 | 6221.9154 | 6221.98 | -0.064551
4144 | 100 | 0 | 607.52 | 0 | 0 | 0 | 0 | 0 | 0 | 0 | 0 | 1657.47 | 0 | 129.79 | 29.79 | 0 | 1495.3399 | 4726.5755 | 100 | 6221.9154 | 6221.98 | -0.064551
4145 | 85.98 | 0 | 605.06 | 0 | 0 | 0 | 0 | 0 | 0 | 0 | 0 | 1657.47 | 0 | 85.98 | 0 | 0 | 1495.3399 | 4063.9096 | 85.98 | 5559.2496 | 5559.5 | -0.25044
4146 | 36.63 | 0 | 572.31 | 0 | 0 | 0 | 0 | 0 | 0 | 0 | 0 | 1657.47 | 0 | 36.63 | 0 | 0 | 1495.3399 | 1731.3446 | 36.63 | 3226.6845 | 3226.75 | -0.065463
4147 | 22.61 | 0 | 530.95 | 0 | 0 | 0 | 0 | 0 | 0 | 0 | 0 | 1657.47 | 16.22 | 6.39 | 0 | 0 | 1495.3399 | 302.0282 | 6.39 | 1797.3681 | 1797.43 | -0.061903
4148 | 16.22 | 0 | 485.67 | 0 | 0 | 0 | 0 | 0 | 0 | 0 | 0 | 1657.47 | 16.22 | 0 | 0 | 0 | 1495.3399 | 0 | 0 | 1495.3399 | 1495.4 | -0.060079
4149 | 16.22 | 0 | 440.4 | 0 | 0 | 0 | 0 | 0 | 0 | 0 | 0 | 1657.47 | 16.22 | 0 | 0 | 0 | 1495.3399 | 0 | 0 | 1495.3399 | 1495.4 | -0.060079
4150 | 100 | 0 | 446.53 | 0 | 0 | 0 | 0 | 0 | 0 | 0 | 0 | 1657.47 | 100 | 0 | 0 | 0 | 1495.3399 | 0 | 0 | 1495.3399 | 1495.4 | -0.060079
4151 | 100 | 0 | 452.67 | 0 | 0 | 0 | 0 | 0 | 0 | 0 | 0 | 1657.47 | 100 | 0 | 0 | 0 | 1495.3399 | 0 | 0 | 1495.3399 | 1495.4 | -0.060079
4152 | 100 | 0 | 458.81 | 0 | 0 | 0 | 0 | 0 | 0 | 0 | 0 | 1657.47 | 100 | 0 | 0 | 0 | 1495.3399 | 0 | 0 | 1495.3399 | 1495.4 | -0.060079
4153 | 100 | 0 | 464.94 | 0 | 0 | 0 | 0 | 0 | 0 | 0 | 0 | 1657.47 | 100 | 0 | 0 | 0 | 1495.3399 | 0 | 0 | 1495.3399 | 1495.4 | -0.060079
4154 | 100 | 0 | 471.08 | 0 | 0 | 0 | 0 | 0 | 0 | 0 | 0 | 1657.47 | 100 | 0 | 0 | 0 | 1495.3399 | 0 | 0 | 1495.3399 | 1495.4 | -0.060079
4155 | 100 | 0 | 477.21 | 0 | 0 | 0 | 0 | 0 | 0 | 0 | 0 | 1657.47 | 100 | 0 | 0 | 0 | 1495.3399 | 0 | 0 | 1495.3399 | 1495.4 | -0.060079
4156 | 100 | 0 | 483.35 | 0 | 0 | 0 | 0 | 0 | 0 | 0 | 0 | 1657.47 | 100 | 0 | 0 | 0 | 1495.3399 | 0 | 0 | 1495.3399 | 1495.4 | -0.060079
4157 | 100 | 0 | 489.49 | 0 | 0 | 0 | 0 | 0 | 0 | 0 | 0 | 1657.47 | 100 | 0 | 0 | 0 | 1495.3399 | 0 | 0 | 1495.3399 | 1495.4 | -0.060079
4158 | 100 | 0 | 495.62 | 0 | 0 | 0 | 0 | 0 | 0 | 0 | 0 | 1657.47 | 94.96 | 5.04 | 0 | 0 | 1495.3399 | 238.2194 | 5.04 | 1733.5593 | 1733.59 | -0.030673
4159 | 100 | 0 | 501.76 | 0 | 0 | 0 | 0 | 0 | 0 | 0 | 0 | 1657.47 | 76.73 | 23.27 | 0 | 0 | 1495.3399 | 1099.8741 | 23.27 | 2595.214 | 2595.37 | -0.15595
4160 | 100 | 0 | 507.9 | 0 | 0 | 0 | 0 | 0 | 0 | 0 | 0 | 1657.47 | 26.53 | 73.47 | 0 | 0 | 1495.3399 | 3472.615 | 73.47 | 4967.955 | 4968.02 | -0.065039
4161 | 100 | 0 | 514.03 | 0 | 0 | 0 | 0 | 0 | 0 | 0 | 0 | 1657.47 | 0 | 121.61 | 21.61 | 0 | 1495.3399 | 4726.5755 | 100 | 6221.9154 | 6221.98 | -0.064551
4162 | 100 | 0 | 520.17 | 0 | 0 | 0 | 0 | 0 | 0 | 0 | 0 | 1657.47 | 0 | 158.36 | 58.36 | 0 | 1495.3399 | 4726.5755 | 100 | 6221.9154 | 6221.98 | -0.064551
4163 | 100 | 0 | 526.3 | 0 | 0 | 0 | 0 | 0 | 0 | 0 | 0 | 1657.47 | 0 | 181.38 | 81.38 | 0 | 1495.3399 | 4726.5755 | 100 | 6221.9154 | 6221.98 | -0.064551
4164 | 100 | 0 | 532.44 | 0 | 0 | 0 | 0 | 0 | 0 | 0 | 0 | 1657.47 | 0 | 192.35 | 92.35 | 0 | 1495.3399 | 4726.5755 | 100 | 6221.9154 | 6221.98 | -0.064551
4165 | 100 | 0 | 538.58 | 0 | 0 | 0 | 0 | 0 | 0 | 0 | 0 | 1657.47 | 0 | 193.01 | 93.01 | 0 | 1495.3399 | 4726.5755 | 100 | 6221.9154 | 6221.98 | -0.064551
4166 | 100 | 0 | 544.71 | 0 | 0 | 0 | 0 | 0 | 0 | 0 | 0 | 1657.47 | 0 | 182.12 | 82.12 | 0 | 1495.3399 | 4726.5755 | 100 | 6221.9154 | 6221.98 | -0.064551
4167 | 100 | 0 | 550.85 | 0 | 0 | 0 | 0 | 0 | 0 | 0 | 0 | 1657.47 | 0 | 161.07 | 61.07 | 0 | 1495.3399 | 4726.5755 | 100 | 6221.9154 | 6221.98 | -0.064551
4168 | 100 | 0 | 556.99 | 0 | 0 | 0 | 0 | 0 | 0 | 0 | 0 | 1657.47 | 0 | 128.09 | 28.09 | 0 | 1495.3399 | 4726.5755 | 100 | 6221.9154 | 6221.98 | -0.064551
4169 | 85.48 | 0 | 554.21 | 0 | 0 | 0 | 0 | 0 | 0 | 0 | 0 | 1657.47 | 0 | 85.48 | 0 | 0 | 1495.3399 | 4040.2768 | 85.48 | 5535.6167 | 5535.59 | 0.026682
4170 | 35.89 | 0 | 521 | 0 | 0 | 0 | 0 | 0 | 0 | 0 | 0 | 1657.47 | 0 | 35.89 | 0 | 0 | 1495.3399 | 1696.368 | 35.89 | 3191.7079 | 3191.58 | 0.12788
4171 | 22.25 | 0 | 479.43 | 0 | 0 | 0 | 0 | 0 | 0 | 0 | 0 | 1657.47 | 16.22 | 6.03 | 0 | 0 | 1495.3399 | 285.0125 | 6.03 | 1780.3524 | 1780.59 | -0.23758
4172 | 16.22 | 0 | 434.15 | 0 | 0 | 0 | 0 | 0 | 0 | 0 | 0 | 1657.47 | 16.22 | 0 | 0 | 0 | 1495.3399 | 0 | 0 | 1495.3399 | 1495.4 | -0.060079
4173 | 16.22 | 0 | 388.87 | 0 | 0 | 0 | 0 | 0 | 0 | 0 | 0 | 1657.47 | 16.22 | 0 | 0 | 0 | 1495.3399 | 0 | 0 | 1495.3399 | 1495.4 | -0.060079
4174 | 100 | 0 | 395.01 | 0 | 0 | 0 | 0 | 0 | 0 | 0 | 0 | 1657.47 | 100 | 0 | 0 | 0 | 1495.3399 | 0 | 0 | 1495.3399 | 1495.4 | -0.060079
4175 | 100 | 0 | 401.14 | 0 | 0 | 0 | 0 | 0 | 0 | 0 | 0 | 1657.47 | 100 | 0 | 0 | 0 | 1495.3399 | 0 | 0 | 1495.3399 | 1495.4 | -0.060079
4176 | 100 | 0 | 407.28 | 0 | 0 | 0 | 0 | 0 | 0 | 0 | 0 | 1657.47 | 100 | 0 | 0 | 0 | 1495.3399 | 0 | 0 | 1495.3399 | 1495.4 | -0.060079
4177 | 100 | 0 | 413.42 | 0 | 0 | 0 | 0 | 0 | 0 | 0 | 0 | 1657.47 | 100 | 0 | 0 | 0 | 1495.3399 | 0 | 0 | 1495.3399 | 1495.4 | -0.060079
4178 | 100 | 0 | 419.55 | 0 | 0 | 0 | 0 | 0 | 0 | 0 | 0 | 1657.47 | 100 | 0 | 0 | 0 | 1495.3399 | 0 | 0 | 1495.3399 | 1495.4 | -0.060079
4179 | 100 | 0 | 425.69 | 0 | 0 | 0 | 0 | 0 | 0 | 0 | 0 | 1657.47 | 100 | 0 | 0 | 0 | 1495.3399 | 0 | 0 | 1495.3399 | 1495.4 | -0.060079
4180 | 100 | 0 | 431.83 | 0 | 0 | 0 | 0 | 0 | 0 | 0 | 0 | 1657.47 | 100 | 0 | 0 | 0 | 1495.3399 | 0 | 0 | 1495.3399 | 1495.4 | -0.060079
4181 | 100 | 0 | 437.96 | 0 | 0 | 0 | 0 | 0 | 0 | 0 | 0 | 1657.47 | 100 | 0 | 0 | 0 | 1495.3399 | 0 | 0 | 1495.3399 | 1495.4 | -0.060079
4182 | 100 | 0 | 444.1 | 0 | 0 | 0 | 0 | 0 | 0 | 0 | 0 | 1657.47 | 95.2 | 4.8 | 0 | 0 | 1495.3399 | 226.8756 | 4.8 | 1722.2155 | 1722.43 | -0.21445
4183 | 100 | 0 | 450.23 | 0 | 0 | 0 | 0 | 0 | 0 | 0 | 0 | 1657.47 | 77.13 | 22.87 | 0 | 0 | 1495.3399 | 1080.9678 | 22.87 | 2576.3077 | 2576.28 | 0.027744
4184 | 100 | 0 | 456.37 | 0 | 0 | 0 | 0 | 0 | 0 | 0 | 0 | 1657.47 | 27.84 | 72.16 | 0 | 0 | 1495.3399 | 3410.6969 | 72.16 | 4906.0368 | 4905.91 | 0.12682
4185 | 100 | 0 | 462.51 | 0 | 0 | 0 | 0 | 0 | 0 | 0 | 0 | 1657.47 | 0 | 119.73 | 19.73 | 0 | 1495.3399 | 4726.5755 | 100 | 6221.9154 | 6221.98 | -0.064551
4186 | 100 | 0 | 468.64 | 0 | 0 | 0 | 0 | 0 | 0 | 0 | 0 | 1657.47 | 0 | 155.79 | 55.79 | 0 | 1495.3399 | 4726.5755 | 100 | 6221.9154 | 6221.98 | -0.064551
4187 | 100 | 0 | 474.78 | 0 | 0 | 0 | 0 | 0 | 0 | 0 | 0 | 1657.47 | 0 | 179.54 | 79.54 | 0 | 1495.3399 | 4726.5755 | 100 | 6221.9154 | 6221.98 | -0.064551
4188 | 100 | 0 | 480.92 | 0 | 0 | 0 | 0 | 0 | 0 | 0 | 0 | 1657.47 | 0 | 192.79 | 92.79 | 0 | 1495.3399 | 4726.5755 | 100 | 6221.9154 | 6221.98 | -0.064551
4189 | 100 | 0 | 487.05 | 0 | 0 | 0 | 0 | 0 | 0 | 0 | 0 | 1657.47 | 0 | 194.32 | 94.32 | 0 | 1495.3399 | 4726.5755 | 100 | 6221.9154 | 6221.98 | -0.064551
4190 | 100 | 0 | 493.19 | 0 | 0 | 0 | 0 | 0 | 0 | 0 | 0 | 1657.47 | 0 | 183.24 | 83.24 | 0 | 1495.3399 | 4726.5755 | 100 | 6221.9154 | 6221.98 | -0.064551
4191 | 100 | 0 | 499.32 | 0 | 0 | 0 | 0 | 0 | 0 | 0 | 0 | 1657.47 | 0 | 161.36 | 61.36 | 0 | 1495.3399 | 4726.5755 | 100 | 6221.9154 | 6221.98 | -0.064551
4192 | 100 | 0 | 505.46 | 0 | 0 | 0 | 0 | 0 | 0 | 0 | 0 | 1657.47 | 0 | 129.26 | 29.26 | 0 | 1495.3399 | 4726.5755 | 100 | 6221.9154 | 6221.98 | -0.064551
4193 | 100 | 0 | 511.6 | 0 | 0 | 0 | 0 | 0 | 0 | 0 | 0 | 1657.47 | 14.09 | 85.91 | 0 | 0 | 1495.3399 | 4060.601 | 85.91 | 5555.941 | 5556.19 | -0.24904
4194 | 100 | 0 | 517.73 | 0 | 0 | 0 | 0 | 0 | 0 | 0 | 0 | 1657.47 | 63.25 | 36.75 | 0 | 0 | 1495.3399 | 1737.0165 | 36.75 | 3232.3564 | 3232.33 | 0.026427
4195 | 100 | 0 | 523.87 | 0 | 0 | 0 | 0 | 0 | 0 | 0 | 0 | 1657.47 | 93.72 | 6.28 | 0 | 0 | 1495.3399 | 296.8289 | 6.28 | 1792.1689 | 1792.25 | -0.081136
4196 | 100 | 0 | 530.01 | 0 | 0 | 0 | 0 | 0 | 0 | 0 | 0 | 1657.47 | 100 | 0 | 0 | 0 | 1495.3399 | 0 | 0 | 1495.3399 | 1495.4 | -0.060079
4197 | 100 | 0 | 536.14 | 0 | 0 | 0 | 0 | 0 | 0 | 0 | 0 | 1657.47 | 100 | 0 | 0 | 0 | 1495.3399 | 0 | 0 | 1495.3399 | 1495.4 | -0.060079
4198 | 100 | 0 | 542.28 | 0 | 0 | 0 | 0 | 0 | 0 | 0 | 0 | 1657.47 | 100 | 0 | 0 | 0 | 1495.3399 | 0 | 0 | 1495.3399 | 1495.4 | -0.060079
4199 | 100 | 0 | 548.41 | 0 | 0 | 0 | 0 | 0 | 0 | 0 | 0 | 1657.47 | 100 | 0 | 0 | 0 | 1495.3399 | 0 | 0 | 1495.3399 | 1495.4 | -0.060079
4200 | 100 | 0 | 554.55 | 0 | 0 | 0 | 0 | 0 | 0 | 0 | 0 | 1657.47 | 100 | 0 | 0 | 0 | 1495.3399 | 0 | 0 | 1495.3399 | 1495.4 | -0.060079
4201 | 100 | 0 | 560.69 | 0 | 0 | 0 | 0 | 0 | 0 | 0 | 0 | 1657.47 | 100 | 0 | 0 | 0 | 1495.3399 | 0 | 0 | 1495.3399 | 1495.4 | -0.060079
4202 | 100 | 0 | 566.82 | 0 | 0 | 0 | 0 | 0 | 0 | 0 | 0 | 1657.47 | 100 | 0 | 0 | 0 | 1495.3399 | 0 | 0 | 1495.3399 | 1495.4 | -0.060079
4203 | 100 | 0 | 572.96 | 0 | 0 | 0 | 0 | 0 | 0 | 0 | 0 | 1657.47 | 100 | 0 | 0 | 0 | 1495.3399 | 0 | 0 | 1495.3399 | 1495.4 | -0.060079
4204 | 100 | 0 | 579.1 | 0 | 0 | 0 | 0 | 0 | 0 | 0 | 0 | 1657.47 | 100 | 0 | 0 | 0 | 1495.3399 | 0 | 0 | 1495.3399 | 1495.4 | -0.060079
4205 | 100 | 0 | 585.23 | 0 | 0 | 0 | 0 | 0 | 0 | 0 | 0 | 1657.47 | 100 | 0 | 0 | 0 | 1495.3399 | 0 | 0 | 1495.3399 | 1495.4 | -0.060079
4206 | 100 | 0 | 591.37 | 0 | 0 | 0 | 0 | 0 | 0 | 0 | 0 | 1657.47 | 95.31 | 4.69 | 0 | 0 | 1495.3399 | 221.6764 | 4.69 | 1717.0163 | 1717.17 | -0.15369
4207 | 100 | 0 | 597.5 | 0 | 0 | 0 | 0 | 0 | 0 | 0 | 0 | 1657.47 | 77.59 | 22.41 | 0 | 0 | 1495.3399 | 1059.2256 | 22.41 | 2554.5655 | 2554.53 | 0.035497
4208 | 100 | 0 | 603.64 | 0 | 0 | 0 | 0 | 0 | 0 | 0 | 0 | 1657.47 | 27.98 | 72.02 | 0 | 0 | 1495.3399 | 3404.0797 | 72.02 | 4899.4196 | 4899.58 | -0.16038
4209 | 100 | 0 | 609.78 | 0 | 0 | 0 | 0 | 0 | 0 | 0 | 0 | 1657.47 | 0 | 120.03 | 20.03 | 0 | 1495.3399 | 4726.5755 | 100 | 6221.9154 | 6221.98 | -0.064551
4210 | 100 | 0 | 615.91 | 0 | 0 | 0 | 0 | 0 | 0 | 0 | 0 | 1657.47 | 0 | 154.09 | 54.09 | 0 | 1495.3399 | 4726.5755 | 100 | 6221.9154 | 6221.98 | -0.064551
4211 | 100 | 0 | 622.05 | 0 | 0 | 0 | 0 | 0 | 0 | 0 | 0 | 1657.47 | 0 | 173.98 | 73.98 | 0 | 1495.3399 | 4726.5755 | 100 | 6221.9154 | 6221.98 | -0.064551
4212 | 100 | 0 | 628.19 | 0 | 0 | 0 | 0 | 0 | 0 | 0 | 0 | 1657.47 | 0 | 182.43 | 82.43 | 0 | 1495.3399 | 4726.5755 | 100 | 6221.9154 | 6221.98 | -0.064551
4213 | 100 | 0 | 634.32 | 0 | 0 | 0 | 0 | 0 | 0 | 0 | 0 | 1657.47 | 0 | 178.88 | 78.88 | 0 | 1495.3399 | 4726.5755 | 100 | 6221.9154 | 6221.98 | -0.064551
4214 | 100 | 0 | 640.46 | 0 | 0 | 0 | 0 | 0 | 0 | 0 | 0 | 1657.47 | 0 | 167.15 | 67.15 | 0 | 1495.3399 | 4726.5755 | 100 | 6221.9154 | 6221.98 | -0.064551
4215 | 100 | 0 | 646.59 | 0 | 0 | 0 | 0 | 0 | 0 | 0 | 0 | 1657.47 | 0 | 149.16 | 49.16 | 0 | 1495.3399 | 4726.5755 | 100 | 6221.9154 | 6221.98 | -0.064551
4216 | 100 | 0 | 652.73 | 0 | 0 | 0 | 0 | 0 | 0 | 0 | 0 | 1657.47 | 0 | 121.07 | 21.07 | 0 | 1495.3399 | 4726.5755 | 100 | 6221.9154 | 6221.98 | -0.064551
4217 | 100 | 0 | 658.87 | 0 | 0 | 0 | 0 | 0 | 0 | 0 | 0 | 1657.47 | 18.56 | 81.44 | 0 | 0 | 1495.3399 | 3849.3231 | 81.44 | 5344.663 | 5344.73 | -0.066969
4218 | 100 | 0 | 665 | 0 | 0 | 0 | 0 | 0 | 0 | 0 | 0 | 1657.47 | 64.44 | 35.56 | 0 | 0 | 1495.3399 | 1680.7703 | 35.56 | 3176.1102 | 3176.17 | -0.059821
4219 | 100 | 0 | 671.14 | 0 | 0 | 0 | 0 | 0 | 0 | 0 | 0 | 1657.47 | 93.78 | 6.22 | 0 | 0 | 1495.3399 | 293.993 | 6.22 | 1789.3329 | 1789.61 | -0.27708
4220 | 100 | 0 | 677.28 | 0 | 0 | 0 | 0 | 0 | 0 | 0 | 0 | 1657.47 | 100 | 0 | 0 | 0 | 1495.3399 | 0 | 0 | 1495.3399 | 1495.4 | -0.060079
4221 | 100 | 0 | 683.41 | 0 | 0 | 0 | 0 | 0 | 0 | 0 | 0 | 1657.47 | 100 | 0 | 0 | 0 | 1495.3399 | 0 | 0 | 1495.3399 | 1495.4 | -0.060079
4222 | 100 | 0 | 689.55 | 0 | 0 | 0 | 0 | 0 | 0 | 0 | 0 | 1657.47 | 100 | 0 | 0 | 0 | 1495.3399 | 0 | 0 | 1495.3399 | 1495.4 | -0.060079
4223 | 100 | 0 | 695.68 | 0 | 0 | 0 | 0 | 0 | 0 | 0 | 0 | 1657.47 | 100 | 0 | 0 | 0 | 1495.3399 | 0 | 0 | 1495.3399 | 1495.4 | -0.060079
4224 | 100 | 0 | 701.82 | 0 | 0 | 0 | 0 | 0 | 0 | 0 | 0 | 1657.47 | 100 | 0 | 0 | 0 | 1495.3399 | 0 | 0 | 1495.3399 | 1495.4 | -0.060079
4225 | 100 | 0 | 707.96 | 0 | 0 | 0 | 0 | 0 | 0 | 0 | 0 | 1657.47 | 100 | 0 | 0 | 0 | 1495.3399 | 0 | 0 | 1495.3399 | 1495.4 | -0.060079
4226 | 100 | 0 | 714.09 | 0 | 0 | 0 | 0 | 0 | 0 | 0 | 0 | 1657.47 | 100 | 0 | 0 | 0 | 1495.3399 | 0 | 0 | 1495.3399 | 1495.4 | -0.060079
4227 | 100 | 0 | 720.23 | 0 | 0 | 0 | 0 | 0 | 0 | 0 | 0 | 1657.47 | 100 | 0 | 0 | 0 | 1495.3399 | 0 | 0 | 1495.3399 | 1495.4 | -0.060079
4228 | 100 | 0 | 726.37 | 0 | 0 | 0 | 0 | 0 | 0 | 0 | 0 | 1657.47 | 100 | 0 | 0 | 0 | 1495.3399 | 0 | 0 | 1495.3399 | 1495.4 | -0.060079
4229 | 100 | 0 | 732.5 | 0 | 0 | 0 | 0 | 0 | 0 | 0 | 0 | 1657.47 | 100 | 0 | 0 | 0 | 1495.3399 | 0 | 0 | 1495.3399 | 1495.4 | -0.060079
4230 | 100 | 0 | 738.64 | 0 | 0 | 0 | 0 | 0 | 0 | 0 | 0 | 1657.47 | 95.3 | 4.7 | 0 | 0 | 1495.3399 | 222.149 | 4.7 | 1717.489 | 1717.58 | -0.09103
4231 | 100 | 0 | 744.77 | 0 | 0 | 0 | 0 | 0 | 0 | 0 | 0 | 1657.47 | 77.89 | 22.11 | 0 | 0 | 1495.3399 | 1045.0458 | 22.11 | 2540.3858 | 2540.64 | -0.25423
4232 | 100 | 0 | 750.91 | 0 | 0 | 0 | 0 | 0 | 0 | 0 | 0 | 1657.47 | 30.6 | 69.4 | 0 | 0 | 1495.3399 | 3280.2434 | 69.4 | 4775.5833 | 4775.46 | 0.12334
4233 | 100 | 0 | 757.05 | 0 | 0 | 0 | 0 | 0 | 0 | 0 | 0 | 1657.47 | 0 | 114.52 | 14.52 | 0 | 1495.3399 | 4726.5755 | 100 | 6221.9154 | 6221.98 | -0.064551
4234 | 100 | 0 | 763.18 | 0 | 0 | 0 | 0 | 0 | 0 | 0 | 0 | 1657.47 | 0 | 147.57 | 47.57 | 0 | 1495.3399 | 4726.5755 | 100 | 6221.9154 | 6221.98 | -0.064551
4235 | 100 | 0 | 769.32 | 0 | 0 | 0 | 0 | 0 | 0 | 0 | 0 | 1657.47 | 0 | 170.26 | 70.26 | 0 | 1495.3399 | 4726.5755 | 100 | 6221.9154 | 6221.98 | -0.064551
4236 | 100 | 0 | 775.46 | 0 | 0 | 0 | 0 | 0 | 0 | 0 | 0 | 1657.47 | 0 | 181.05 | 81.05 | 0 | 1495.3399 | 4726.5755 | 100 | 6221.9154 | 6221.98 | -0.064551
4237 | 100 | 0 | 781.59 | 0 | 0 | 0 | 0 | 0 | 0 | 0 | 0 | 1657.47 | 0 | 182.41 | 82.41 | 0 | 1495.3399 | 4726.5755 | 100 | 6221.9154 | 6221.98 | -0.064551
4238 | 100 | 0 | 787.73 | 0 | 0 | 0 | 0 | 0 | 0 | 0 | 0 | 1657.47 | 0 | 171.24 | 71.24 | 0 | 1495.3399 | 4726.5755 | 100 | 6221.9154 | 6221.98 | -0.064551
4239 | 100 | 0 | 793.86 | 0 | 0 | 0 | 0 | 0 | 0 | 0 | 0 | 1657.47 | 0 | 151.15 | 51.15 | 0 | 1495.3399 | 4726.5755 | 100 | 6221.9154 | 6221.98 | -0.064551
4240 | 100 | 0 | 800 | 0 | 0 | 0 | 0 | 0 | 0 | 0 | 0 | 1657.47 | 0 | 120.65 | 20.65 | 0 | 1495.3399 | 4726.5755 | 100 | 6221.9154 | 6221.98 | -0.064551
4241 | 0 | 0 | 744.77 | 0 | 0 | 0 | 0 | 0 | 0 | 0 | 0 | 1657.47 | 0 | 80.19 | 80.19 | 0 | 1495.3399 | 0 | 0 | 1495.3399 | 1495.4 | -0.060079
4242 | 34.5 | 0 | 710.71 | 0 | 0 | 0 | 0 | 0 | 0 | 0 | 0 | 1657.47 | 0 | 34.5 | 0 | 0 | 1495.3399 | 1630.6686 | 34.5 | 3126.0085 | 3125.88 | 0.12848
4243 | 22.83 | 0 | 669.48 | 0 | 0 | 0 | 0 | 0 | 0 | 0 | 0 | 1657.47 | 16.22 | 6.61 | 0 | 0 | 1495.3399 | 312.4266 | 6.61 | 1807.7666 | 1807.65 | 0.11656
4244 | 16.22 | 0 | 624.21 | 0 | 0 | 0 | 0 | 0 | 0 | 0 | 0 | 1657.47 | 16.22 | 0 | 0 | 0 | 1495.3399 | 0 | 0 | 1495.3399 | 1495.4 | -0.060079
4245 | 16.22 | 0 | 578.93 | 0 | 0 | 0 | 0 | 0 | 0 | 0 | 0 | 1657.47 | 16.22 | 0 | 0 | 0 | 1495.3399 | 0 | 0 | 1495.3399 | 1495.4 | -0.060079
4246 | 100 | 0 | 585.07 | 0 | 0 | 0 | 0 | 0 | 0 | 0 | 0 | 1657.47 | 100 | 0 | 0 | 0 | 1495.3399 | 0 | 0 | 1495.3399 | 1495.4 | -0.060079
4247 | 100 | 0 | 591.2 | 0 | 0 | 0 | 0 | 0 | 0 | 0 | 0 | 1657.47 | 100 | 0 | 0 | 0 | 1495.3399 | 0 | 0 | 1495.3399 | 1495.4 | -0.060079
4248 | 100 | 0 | 597.34 | 0 | 0 | 0 | 0 | 0 | 0 | 0 | 0 | 1657.47 | 100 | 0 | 0 | 0 | 1495.3399 | 0 | 0 | 1495.3399 | 1495.4 | -0.060079
4249 | 100 | 0 | 603.47 | 0 | 0 | 0 | 0 | 0 | 0 | 0 | 0 | 1657.47 | 100 | 0 | 0 | 0 | 1495.3399 | 0 | 0 | 1495.3399 | 1495.4 | -0.060079
4250 | 100 | 0 | 609.61 | 0 | 0 | 0 | 0 | 0 | 0 | 0 | 0 | 1657.47 | 100 | 0 | 0 | 0 | 1495.3399 | 0 | 0 | 1495.3399 | 1495.4 | -0.060079
4251 | 100 | 0 | 615.75 | 0 | 0 | 0 | 0 | 0 | 0 | 0 | 0 | 1657.47 | 100 | 0 | 0 | 0 | 1495.3399 | 0 | 0 | 1495.3399 | 1495.4 | -0.060079
4252 | 100 | 0 | 621.88 | 0 | 0 | 0 | 0 | 0 | 0 | 0 | 0 | 1657.47 | 100 | 0 | 0 | 0 | 1495.3399 | 0 | 0 | 1495.3399 | 1495.4 | -0.060079
4253 | 100 | 0 | 628.02 | 0 | 0 | 0 | 0 | 0 | 0 | 0 | 0 | 1657.47 | 100 | 0 | 0 | 0 | 1495.3399 | 0 | 0 | 1495.3399 | 1495.4 | -0.060079
4254 | 100 | 0 | 634.16 | 0 | 0 | 0 | 0 | 0 | 0 | 0 | 0 | 1657.47 | 95.2 | 4.8 | 0 | 0 | 1495.3399 | 226.8756 | 4.8 | 1722.2155 | 1722.21 | 0.005546
4255 | 100 | 0 | 640.29 | 0 | 0 | 0 | 0 | 0 | 0 | 0 | 0 | 1657.47 | 78.94 | 21.06 | 0 | 0 | 1495.3399 | 995.4168 | 21.06 | 2490.7567 | 2490.73 | 0.026727
4256 | 100 | 0 | 646.43 | 0 | 0 | 0 | 0 | 0 | 0 | 0 | 0 | 1657.47 | 32.38 | 67.62 | 0 | 0 | 1495.3399 | 3196.1104 | 67.62 | 4691.4503 | 4691.32 | 0.13029
4257 | 100 | 0 | 652.56 | 0 | 0 | 0 | 0 | 0 | 0 | 0 | 0 | 1657.47 | 0 | 112.98 | 12.98 | 0 | 1495.3399 | 4726.5755 | 100 | 6221.9154 | 6221.98 | -0.064551
4258 | 100 | 0 | 658.7 | 0 | 0 | 0 | 0 | 0 | 0 | 0 | 0 | 1657.47 | 0 | 147.29 | 47.29 | 0 | 1495.3399 | 4726.5755 | 100 | 6221.9154 | 6221.98 | -0.064551
4259 | 100 | 0 | 664.84 | 0 | 0 | 0 | 0 | 0 | 0 | 0 | 0 | 1657.47 | 0 | 169.23 | 69.23 | 0 | 1495.3399 | 4726.5755 | 100 | 6221.9154 | 6221.98 | -0.064551
4260 | 100 | 0 | 670.97 | 0 | 0 | 0 | 0 | 0 | 0 | 0 | 0 | 1657.47 | 0 | 181.42 | 81.42 | 0 | 1495.3399 | 4726.5755 | 100 | 6221.9154 | 6221.98 | -0.064551
4261 | 100 | 0 | 677.11 | 0 | 0 | 0 | 0 | 0 | 0 | 0 | 0 | 1657.47 | 0 | 181.81 | 81.81 | 0 | 1495.3399 | 4726.5755 | 100 | 6221.9154 | 6221.98 | -0.064551
4262 | 100 | 0 | 683.25 | 0 | 0 | 0 | 0 | 0 | 0 | 0 | 0 | 1657.47 | 0 | 172.58 | 72.58 | 0 | 1495.3399 | 4726.5755 | 100 | 6221.9154 | 6221.98 | -0.064551
4263 | 100 | 0 | 689.38 | 0 | 0 | 0 | 0 | 0 | 0 | 0 | 0 | 1657.47 | 0 | 152.09 | 52.09 | 0 | 1495.3399 | 4726.5755 | 100 | 6221.9154 | 6221.98 | -0.064551
4264 | 100 | 0 | 695.52 | 0 | 0 | 0 | 0 | 0 | 0 | 0 | 0 | 1657.47 | 0 | 121.72 | 21.72 | 0 | 1495.3399 | 4726.5755 | 100 | 6221.9154 | 6221.98 | -0.064551
4265 | 81.04 | 0 | 690.02 | 0 | 0 | 0 | 0 | 0 | 0 | 0 | 0 | 1657.47 | 0 | 81.04 | 0 | 0 | 1495.3399 | 3830.4168 | 81.04 | 5325.7567 | 5326.01 | -0.25327
4266 | 35.1 | 0 | 656.33 | 0 | 0 | 0 | 0 | 0 | 0 | 0 | 0 | 1657.47 | 0 | 35.1 | 0 | 0 | 1495.3399 | 1659.028 | 35.1 | 3154.3679 | 3154.53 | -0.16207
4267 | 22.08 | 0 | 614.65 | 0 | 0 | 0 | 0 | 0 | 0 | 0 | 0 | 1657.47 | 16.22 | 5.86 | 0 | 0 | 1495.3399 | 276.9773 | 5.86 | 1772.3172 | 1772.42 | -0.10275
4268 | 16.22 | 0 | 569.37 | 0 | 0 | 0 | 0 | 0 | 0 | 0 | 0 | 1657.47 | 16.22 | 0 | 0 | 0 | 1495.3399 | 0 | 0 | 1495.3399 | 1495.4 | -0.060079
4269 | 16.22 | 0 | 524.1 | 0 | 0 | 0 | 0 | 0 | 0 | 0 | 0 | 1657.47 | 16.22 | 0 | 0 | 0 | 1495.3399 | 0 | 0 | 1495.3399 | 1495.4 | -0.060079
4270 | 100 | 0 | 530.23 | 0 | 0 | 0 | 0 | 0 | 0 | 0 | 0 | 1657.47 | 100 | 0 | 0 | 0 | 1495.3399 | 0 | 0 | 1495.3399 | 1495.4 | -0.060079
4271 | 100 | 0 | 536.37 | 0 | 0 | 0 | 0 | 0 | 0 | 0 | 0 | 1657.47 | 100 | 0 | 0 | 0 | 1495.3399 | 0 | 0 | 1495.3399 | 1495.4 | -0.060079
4272 | 100 | 0 | 542.5 | 0 | 0 | 0 | 0 | 0 | 0 | 0 | 0 | 1657.47 | 100 | 0 | 0 | 0 | 1495.3399 | 0 | 0 | 1495.3399 | 1495.4 | -0.060079
4273 | 100 | 0 | 548.64 | 0 | 0 | 0 | 0 | 0 | 0 | 0 | 0 | 1657.47 | 100 | 0 | 0 | 0 | 1495.3399 | 0 | 0 | 1495.3399 | 1495.4 | -0.060079
4274 | 100 | 0 | 554.78 | 0 | 0 | 0 | 0 | 0 | 0 | 0 | 0 | 1657.47 | 100 | 0 | 0 | 0 | 1495.3399 | 0 | 0 | 1495.3399 | 1495.4 | -0.060079
4275 | 100 | 0 | 560.91 | 0 | 0 | 0 | 0 | 0 | 0 | 0 | 0 | 1657.47 | 100 | 0 | 0 | 0 | 1495.3399 | 0 | 0 | 1495.3399 | 1495.4 | -0.060079
4276 | 100 | 0 | 567.05 | 0 | 0 | 0 | 0 | 0 | 0 | 0 | 0 | 1657.47 | 100 | 0 | 0 | 0 | 1495.3399 | 0 | 0 | 1495.3399 | 1495.4 | -0.060079
4277 | 100 | 0 | 573.19 | 0 | 0 | 0 | 0 | 0 | 0 | 0 | 0 | 1657.47 | 100 | 0 | 0 | 0 | 1495.3399 | 0 | 0 | 1495.3399 | 1495.4 | -0.060079
4278 | 100 | 0 | 579.32 | 0 | 0 | 0 | 0 | 0 | 0 | 0 | 0 | 1657.47 | 95.29 | 4.71 | 0 | 0 | 1495.3399 | 222.6217 | 4.71 | 1717.9616 | 1717.81 | 0.15163
4279 | 100 | 0 | 585.46 | 0 | 0 | 0 | 0 | 0 | 0 | 0 | 0 | 1657.47 | 78.69 | 21.31 | 0 | 0 | 1495.3399 | 1007.2332 | 21.31 | 2502.5732 | 2502.45 | 0.12317
4280 | 100 | 0 | 591.59 | 0 | 0 | 0 | 0 | 0 | 0 | 0 | 0 | 1657.47 | 31.93 | 68.07 | 0 | 0 | 1495.3399 | 3217.38 | 68.07 | 4712.7199 | 4712.78 | -0.060117
4281 | 100 | 0 | 597.73 | 0 | 0 | 0 | 0 | 0 | 0 | 0 | 0 | 1657.47 | 0 | 112.69 | 12.69 | 0 | 1495.3399 | 4726.5755 | 100 | 6221.9154 | 6221.98 | -0.064551
4282 | 100 | 0 | 603.87 | 0 | 0 | 0 | 0 | 0 | 0 | 0 | 0 | 1657.47 | 0 | 145.23 | 45.23 | 0 | 1495.3399 | 4726.5755 | 100 | 6221.9154 | 6221.98 | -0.064551
4283 | 100 | 0 | 610 | 0 | 0 | 0 | 0 | 0 | 0 | 0 | 0 | 1657.47 | 0 | 165.82 | 65.82 | 0 | 1495.3399 | 4726.5755 | 100 | 6221.9154 | 6221.98 | -0.064551
4284 | 100 | 0 | 616.14 | 0 | 0 | 0 | 0 | 0 | 0 | 0 | 0 | 1657.47 | 0 | 179.11 | 79.11 | 0 | 1495.3399 | 4726.5755 | 100 | 6221.9154 | 6221.98 | -0.064551
4285 | 100 | 0 | 622.28 | 0 | 0 | 0 | 0 | 0 | 0 | 0 | 0 | 1657.47 | 0 | 182.42 | 82.42 | 0 | 1495.3399 | 4726.5755 | 100 | 6221.9154 | 6221.98 | -0.064551
4286 | 100 | 0 | 628.41 | 0 | 0 | 0 | 0 | 0 | 0 | 0 | 0 | 1657.47 | 0 | 173.54 | 73.54 | 0 | 1495.3399 | 4726.5755 | 100 | 6221.9154 | 6221.98 | -0.064551
4287 | 100 | 0 | 634.55 | 0 | 0 | 0 | 0 | 0 | 0 | 0 | 0 | 1657.47 | 0 | 153.62 | 53.62 | 0 | 1495.3399 | 4726.5755 | 100 | 6221.9154 | 6221.98 | -0.064551
4288 | 100 | 0 | 640.68 | 0 | 0 | 0 | 0 | 0 | 0 | 0 | 0 | 1657.47 | 0 | 122.95 | 22.95 | 0 | 1495.3399 | 4726.5755 | 100 | 6221.9154 | 6221.98 | -0.064551
4289 | 82.3 | 0 | 635.96 | 0 | 0 | 0 | 0 | 0 | 0 | 0 | 0 | 1657.47 | 0 | 82.3 | 0 | 0 | 1495.3399 | 3889.9717 | 82.3 | 5385.3116 | 5385.38 | -0.06842
4290 | 36.31 | 0 | 603.01 | 0 | 0 | 0 | 0 | 0 | 0 | 0 | 0 | 1657.47 | 0 | 36.31 | 0 | 0 | 1495.3399 | 1716.2196 | 36.31 | 3211.5595 | 3211.53 | 0.029495
4291 | 22.74 | 0 | 561.73 | 0 | 0 | 0 | 0 | 0 | 0 | 0 | 0 | 1657.47 | 16.22 | 6.52 | 0 | 0 | 1495.3399 | 308.1727 | 6.52 | 1803.5126 | 1803.57 | -0.057355
4292 | 16.22 | 0 | 516.46 | 0 | 0 | 0 | 0 | 0 | 0 | 0 | 0 | 1657.47 | 16.22 | 0 | 0 | 0 | 1495.3399 | 0 | 0 | 1495.3399 | 1495.4 | -0.060079
4293 | 16.22 | 0 | 471.18 | 0 | 0 | 0 | 0 | 0 | 0 | 0 | 0 | 1657.47 | 16.22 | 0 | 0 | 0 | 1495.3399 | 0 | 0 | 1495.3399 | 1495.4 | -0.060079
4294 | 100 | 0 | 477.31 | 0 | 0 | 0 | 0 | 0 | 0 | 0 | 0 | 1657.47 | 100 | 0 | 0 | 0 | 1495.3399 | 0 | 0 | 1495.3399 | 1495.4 | -0.060079
4295 | 100 | 0 | 483.45 | 0 | 0 | 0 | 0 | 0 | 0 | 0 | 0 | 1657.47 | 100 | 0 | 0 | 0 | 1495.3399 | 0 | 0 | 1495.3399 | 1495.4 | -0.060079
4296 | 100 | 0 | 489.59 | 0 | 0 | 0 | 0 | 0 | 0 | 0 | 0 | 1657.47 | 100 | 0 | 0 | 0 | 1495.3399 | 0 | 0 | 1495.3399 | 1495.4 | -0.060079
4297 | 100 | 0 | 495.72 | 0 | 0 | 0 | 0 | 0 | 0 | 0 | 0 | 1657.47 | 100 | 0 | 0 | 0 | 1495.3399 | 0 | 0 | 1495.3399 | 1495.4 | -0.060079
4298 | 100 | 0 | 501.86 | 0 | 0 | 0 | 0 | 0 | 0 | 0 | 0 | 1657.47 | 100 | 0 | 0 | 0 | 1495.3399 | 0 | 0 | 1495.3399 | 1495.4 | -0.060079
4299 | 100 | 0 | 508 | 0 | 0 | 0 | 0 | 0 | 0 | 0 | 0 | 1657.47 | 100 | 0 | 0 | 0 | 1495.3399 | 0 | 0 | 1495.3399 | 1495.4 | -0.060079
4300 | 100 | 0 | 514.13 | 0 | 0 | 0 | 0 | 0 | 0 | 0 | 0 | 1657.47 | 100 | 0 | 0 | 0 | 1495.3399 | 0 | 0 | 1495.3399 | 1495.4 | -0.060079
4301 | 100 | 0 | 520.27 | 0 | 0 | 0 | 0 | 0 | 0 | 0 | 0 | 1657.47 | 100 | 0 | 0 | 0 | 1495.3399 | 0 | 0 | 1495.3399 | 1495.4 | -0.060079
4302 | 100 | 0 | 526.4 | 0 | 0 | 0 | 0 | 0 | 0 | 0 | 0 | 1657.47 | 94.94 | 5.06 | 0 | 0 | 1495.3399 | 239.1647 | 5.06 | 1734.5046 | 1734.55 | -0.045358
4303 | 100 | 0 | 532.54 | 0 | 0 | 0 | 0 | 0 | 0 | 0 | 0 | 1657.47 | 78.19 | 21.81 | 0 | 0 | 1495.3399 | 1030.8661 | 21.81 | 2526.206 | 2526.17 | 0.036043
4304 | 100 | 0 | 538.68 | 0 | 0 | 0 | 0 | 0 | 0 | 0 | 0 | 1657.47 | 29.19 | 70.81 | 0 | 0 | 1495.3399 | 3346.8881 | 70.81 | 4842.2281 | 4842.39 | -0.16195
4305 | 100 | 0 | 544.81 | 0 | 0 | 0 | 0 | 0 | 0 | 0 | 0 | 1657.47 | 0 | 100.75 | 0.75 | 0 | 1495.3399 | 4726.5755 | 100 | 6221.9154 | 6221.98 | -0.064551
4306 | 100 | 0 | 550.95 | 0 | 0 | 0 | 0 | 0 | 0 | 0 | 0 | 1657.47 | 0 | 154.69 | 54.69 | 0 | 1495.3399 | 4726.5755 | 100 | 6221.9154 | 6221.98 | -0.064551
4307 | 100 | 0 | 557.09 | 0 | 0 | 0 | 0 | 0 | 0 | 0 | 0 | 1657.47 | 0 | 179.23 | 79.23 | 0 | 1495.3399 | 4726.5755 | 100 | 6221.9154 | 6221.98 | -0.064551
4308 | 100 | 0 | 563.22 | 0 | 0 | 0 | 0 | 0 | 0 | 0 | 0 | 1657.47 | 0 | 190.93 | 90.93 | 0 | 1495.3399 | 4726.5755 | 100 | 6221.9154 | 6221.98 | -0.064551
4309 | 100 | 0 | 569.36 | 0 | 0 | 0 | 0 | 0 | 0 | 0 | 0 | 1657.47 | 0 | 192.28 | 92.28 | 0 | 1495.3399 | 4726.5755 | 100 | 6221.9154 | 6221.98 | -0.064551
4310 | 100 | 0 | 575.49 | 0 | 0 | 0 | 0 | 0 | 0 | 0 | 0 | 1657.47 | 0 | 181.57 | 81.57 | 0 | 1495.3399 | 4726.5755 | 100 | 6221.9154 | 6221.98 | -0.064551
4311 | 100 | 0 | 581.63 | 0 | 0 | 0 | 0 | 0 | 0 | 0 | 0 | 1657.47 | 0 | 160.2 | 60.2 | 0 | 1495.3399 | 4726.5755 | 100 | 6221.9154 | 6221.98 | -0.064551
4312 | 100 | 0 | 587.77 | 0 | 0 | 0 | 0 | 0 | 0 | 0 | 0 | 1657.47 | 0 | 128.23 | 28.23 | 0 | 1495.3399 | 4726.5755 | 100 | 6221.9154 | 6221.98 | -0.064551
4313 | 85.9 | 0 | 585.25 | 0 | 0 | 0 | 0 | 0 | 0 | 0 | 0 | 1657.47 | 0 | 85.9 | 0 | 0 | 1495.3399 | 4060.1284 | 85.9 | 5555.4683 | 5555.44 | 0.028299
4314 | 37.66 | 0 | 553.13 | 0 | 0 | 0 | 0 | 0 | 0 | 0 | 0 | 1657.47 | 0 | 37.66 | 0 | 0 | 1495.3399 | 1780.0283 | 37.66 | 3275.3683 | 3275.62 | -0.25174
4315 | 23.08 | 0 | 512.06 | 0 | 0 | 0 | 0 | 0 | 0 | 0 | 0 | 1657.47 | 16.22 | 6.86 | 0 | 0 | 1495.3399 | 324.2431 | 6.86 | 1819.583 | 1819.56 | 0.023002
4316 | 16.22 | 0 | 466.79 | 0 | 0 | 0 | 0 | 0 | 0 | 0 | 0 | 1657.47 | 16.22 | 0 | 0 | 0 | 1495.3399 | 0 | 0 | 1495.3399 | 1495.4 | -0.060079
4317 | 16.22 | 0 | 421.51 | 0 | 0 | 0 | 0 | 0 | 0 | 0 | 0 | 1657.47 | 16.22 | 0 | 0 | 0 | 1495.3399 | 0 | 0 | 1495.3399 | 1495.4 | -0.060079
4318 | 100 | 0 | 427.64 | 0 | 0 | 0 | 0 | 0 | 0 | 0 | 0 | 1657.47 | 100 | 0 | 0 | 0 | 1495.3399 | 0 | 0 | 1495.3399 | 1495.4 | -0.060079
4319 | 100 | 0 | 433.78 | 0 | 0 | 0 | 0 | 0 | 0 | 0 | 0 | 1657.47 | 100 | 0 | 0 | 0 | 1495.3399 | 0 | 0 | 1495.3399 | 1495.4 | -0.060079
4320 | 100 | 0 | 439.92 | 0 | 0 | 0 | 0 | 0 | 0 | 0 | 0 | 1657.47 | 100 | 0 | 0 | 0 | 1495.3399 | 0 | 0 | 1495.3399 | 1495.4 | -0.060079
4321 | 100 | 0 | 446.05 | 0 | 0 | 0 | 0 | 0 | 0 | 0 | 0 | 1657.47 | 100 | 0 | 0 | 0 | 1495.3399 | 0 | 0 | 1495.3399 | 1495.4 | -0.060079
4322 | 100 | 0 | 452.19 | 0 | 0 | 0 | 0 | 0 | 0 | 0 | 0 | 1657.47 | 100 | 0 | 0 | 0 | 1495.3399 | 0 | 0 | 1495.3399 | 1495.4 | -0.060079
4323 | 100 | 0 | 458.32 | 0 | 0 | 0 | 0 | 0 | 0 | 0 | 0 | 1657.47 | 100 | 0 | 0 | 0 | 1495.3399 | 0 | 0 | 1495.3399 | 1495.4 | -0.060079
4324 | 100 | 0 | 464.46 | 0 | 0 | 0 | 0 | 0 | 0 | 0 | 0 | 1657.47 | 100 | 0 | 0 | 0 | 1495.3399 | 0 | 0 | 1495.3399 | 1495.4 | -0.060079
4325 | 100 | 0 | 470.6 | 0 | 0 | 0 | 0 | 0 | 0 | 0 | 0 | 1657.47 | 100 | 0 | 0 | 0 | 1495.3399 | 0 | 0 | 1495.3399 | 1495.4 | -0.060079
4326 | 100 | 0 | 476.73 | 0 | 0 | 0 | 0 | 0 | 0 | 0 | 0 | 1657.47 | 94.38 | 5.62 | 0 | 0 | 1495.3399 | 265.6335 | 5.62 | 1760.9735 | 1761.26 | -0.28653
4327 | 100 | 0 | 482.87 | 0 | 0 | 0 | 0 | 0 | 0 | 0 | 0 | 1657.47 | 76.89 | 23.11 | 0 | 0 | 1495.3399 | 1092.3116 | 23.11 | 2587.6515 | 2587.53 | 0.12153
4328 | 100 | 0 | 489.01 | 0 | 0 | 0 | 0 | 0 | 0 | 0 | 0 | 1657.47 | 30.16 | 69.84 | 0 | 0 | 1495.3399 | 3301.0403 | 69.84 | 4796.3803 | 4796.44 | -0.05973
4329 | 100 | 0 | 495.14 | 0 | 0 | 0 | 0 | 0 | 0 | 0 | 0 | 1657.47 | 0 | 116.27 | 16.27 | 0 | 1495.3399 | 4726.5755 | 100 | 6221.9154 | 6221.98 | -0.064551
4330 | 100 | 0 | 501.28 | 0 | 0 | 0 | 0 | 0 | 0 | 0 | 0 | 1657.47 | 0 | 150.2 | 50.2 | 0 | 1495.3399 | 4726.5755 | 100 | 6221.9154 | 6221.98 | -0.064551
4331 | 100 | 0 | 507.41 | 0 | 0 | 0 | 0 | 0 | 0 | 0 | 0 | 1657.47 | 0 | 172.33 | 72.33 | 0 | 1495.3399 | 4726.5755 | 100 | 6221.9154 | 6221.98 | -0.064551
4332 | 100 | 0 | 513.55 | 0 | 0 | 0 | 0 | 0 | 0 | 0 | 0 | 1657.47 | 0 | 180.93 | 80.93 | 0 | 1495.3399 | 4726.5755 | 100 | 6221.9154 | 6221.98 | -0.064551
4333 | 100 | 0 | 519.69 | 0 | 0 | 0 | 0 | 0 | 0 | 0 | 0 | 1657.47 | 0 | 178.72 | 78.72 | 0 | 1495.3399 | 4726.5755 | 100 | 6221.9154 | 6221.98 | -0.064551
4334 | 100 | 0 | 525.82 | 0 | 0 | 0 | 0 | 0 | 0 | 0 | 0 | 1657.47 | 0 | 165.82 | 65.82 | 0 | 1495.3399 | 4726.5755 | 100 | 6221.9154 | 6221.98 | -0.064551
4335 | 100 | 0 | 531.96 | 0 | 0 | 0 | 0 | 0 | 0 | 0 | 0 | 1657.47 | 0 | 147.88 | 47.88 | 0 | 1495.3399 | 4726.5755 | 100 | 6221.9154 | 6221.98 | -0.064551
4336 | 100 | 0 | 538.1 | 0 | 0 | 0 | 0 | 0 | 0 | 0 | 0 | 1657.47 | 0 | 121.36 | 21.36 | 0 | 1495.3399 | 4726.5755 | 100 | 6221.9154 | 6221.98 | -0.064551
4337 | 81.96 | 0 | 533.16 | 0 | 0 | 0 | 0 | 0 | 0 | 0 | 0 | 1657.47 | 0 | 81.96 | 0 | 0 | 1495.3399 | 3873.9013 | 81.96 | 5369.2412 | 5369.12 | 0.12122
4338 | 35.95 | 0 | 499.99 | 0 | 0 | 0 | 0 | 0 | 0 | 0 | 0 | 1657.47 | 0 | 35.95 | 0 | 0 | 1495.3399 | 1699.2039 | 35.95 | 3194.5438 | 3194.8 | -0.25618
4339 | 23.1 | 0 | 458.94 | 0 | 0 | 0 | 0 | 0 | 0 | 0 | 0 | 1657.47 | 16.22 | 6.88 | 0 | 0 | 1495.3399 | 325.1884 | 6.88 | 1820.5283 | 1820.53 | -0.001683
4340 | 16.22 | 0 | 413.66 | 0 | 0 | 0 | 0 | 0 | 0 | 0 | 0 | 1657.47 | 16.22 | 0 | 0 | 0 | 1495.3399 | 0 | 0 | 1495.3399 | 1495.4 | -0.060079
4341 | 16.22 | 0 | 368.38 | 0 | 0 | 0 | 0 | 0 | 0 | 0 | 0 | 1657.47 | 16.22 | 0 | 0 | 0 | 1495.3399 | 0 | 0 | 1495.3399 | 1495.4 | -0.060079
4342 | 100 | 0 | 374.52 | 0 | 0 | 0 | 0 | 0 | 0 | 0 | 0 | 1657.47 | 100 | 0 | 0 | 0 | 1495.3399 | 0 | 0 | 1495.3399 | 1495.4 | -0.060079
4343 | 100 | 0 | 380.65 | 0 | 0 | 0 | 0 | 0 | 0 | 0 | 0 | 1657.47 | 100 | 0 | 0 | 0 | 1495.3399 | 0 | 0 | 1495.3399 | 1495.4 | -0.060079
4344 | 100 | 0 | 386.79 | 0 | 0 | 0 | 0 | 0 | 0 | 0 | 0 | 1657.47 | 100 | 0 | 0 | 0 | 1495.3399 | 0 | 0 | 1495.3399 | 1495.4 | -0.060079
4345 | 100 | 0 | 392.93 | 0 | 0 | 0 | 0 | 0 | 0 | 0 | 0 | 1657.47 | 100 | 0 | 0 | 0 | 1495.3399 | 0 | 0 | 1495.3399 | 1495.4 | -0.060079
4346 | 100 | 0 | 399.06 | 0 | 0 | 0 | 0 | 0 | 0 | 0 | 0 | 1657.47 | 100 | 0 | 0 | 0 | 1495.3399 | 0 | 0 | 1495.3399 | 1495.4 | -0.060079
4347 | 100 | 0 | 405.2 | 0 | 0 | 0 | 0 | 0 | 0 | 0 | 0 | 1657.47 | 100 | 0 | 0 | 0 | 1495.3399 | 0 | 0 | 1495.3399 | 1495.4 | -0.060079
4348 | 100 | 0 | 411.33 | 0 | 0 | 0 | 0 | 0 | 0 | 0 | 0 | 1657.47 | 100 | 0 | 0 | 0 | 1495.3399 | 0 | 0 | 1495.3399 | 1495.4 | -0.060079
4349 | 100 | 0 | 417.47 | 0 | 0 | 0 | 0 | 0 | 0 | 0 | 0 | 1657.47 | 100 | 0 | 0 | 0 | 1495.3399 | 0 | 0 | 1495.3399 | 1495.4 | -0.060079
4350 | 100 | 0 | 423.61 | 0 | 0 | 0 | 0 | 0 | 0 | 0 | 0 | 1657.47 | 94.61 | 5.39 | 0 | 0 | 1495.3399 | 254.7624 | 5.39 | 1750.1023 | 1750.2 | -0.097658
4351 | 100 | 0 | 429.74 | 0 | 0 | 0 | 0 | 0 | 0 | 0 | 0 | 1657.47 | 77.64 | 22.36 | 0 | 0 | 1495.3399 | 1056.8623 | 22.36 | 2552.2022 | 2552.36 | -0.15779
4352 | 100 | 0 | 435.88 | 0 | 0 | 0 | 0 | 0 | 0 | 0 | 0 | 1657.47 | 31.43 | 68.57 | 0 | 0 | 1495.3399 | 3241.0128 | 68.57 | 4736.3528 | 4736.32 | 0.03276
4353 | 100 | 0 | 442.02 | 0 | 0 | 0 | 0 | 0 | 0 | 0 | 0 | 1657.47 | 0 | 114.45 | 14.45 | 0 | 1495.3399 | 4726.5755 | 100 | 6221.9154 | 6221.98 | -0.064551
4354 | 100 | 0 | 448.15 | 0 | 0 | 0 | 0 | 0 | 0 | 0 | 0 | 1657.47 | 0 | 147.6 | 47.6 | 0 | 1495.3399 | 4726.5755 | 100 | 6221.9154 | 6221.98 | -0.064551
4355 | 100 | 0 | 454.29 | 0 | 0 | 0 | 0 | 0 | 0 | 0 | 0 | 1657.47 | 0 | 168.09 | 68.09 | 0 | 1495.3399 | 4726.5755 | 100 | 6221.9154 | 6221.98 | -0.064551
4356 | 100 | 0 | 460.42 | 0 | 0 | 0 | 0 | 0 | 0 | 0 | 0 | 1657.47 | 0 | 177.16 | 77.16 | 0 | 1495.3399 | 4726.5755 | 100 | 6221.9154 | 6221.98 | -0.064551
4357 | 100 | 0 | 466.56 | 0 | 0 | 0 | 0 | 0 | 0 | 0 | 0 | 1657.47 | 0 | 178.39 | 78.39 | 0 | 1495.3399 | 4726.5755 | 100 | 6221.9154 | 6221.98 | -0.064551
4358 | 100 | 0 | 472.7 | 0 | 0 | 0 | 0 | 0 | 0 | 0 | 0 | 1657.47 | 0 | 170.84 | 70.84 | 0 | 1495.3399 | 4726.5755 | 100 | 6221.9154 | 6221.98 | -0.064551
4359 | 100 | 0 | 478.83 | 0 | 0 | 0 | 0 | 0 | 0 | 0 | 0 | 1657.47 | 0 | 154.98 | 54.98 | 0 | 1495.3399 | 4726.5755 | 100 | 6221.9154 | 6221.98 | -0.064551
4360 | 100 | 0 | 484.97 | 0 | 0 | 0 | 0 | 0 | 0 | 0 | 0 | 1657.47 | 0 | 126.26 | 26.26 | 0 | 1495.3399 | 4726.5755 | 100 | 6221.9154 | 6221.98 | -0.064551
4361 | 100 | 0 | 491.11 | 0 | 0 | 0 | 0 | 0 | 0 | 0 | 0 | 1657.47 | 15.26 | 84.74 | 0 | 0 | 1495.3399 | 4005.3001 | 84.74 | 5500.64 | 5500.8 | -0.15998
4362 | 100 | 0 | 497.24 | 0 | 0 | 0 | 0 | 0 | 0 | 0 | 0 | 1657.47 | 62.87 | 37.13 | 0 | 0 | 1495.3399 | 1754.9775 | 37.13 | 3250.3174 | 3250.57 | -0.25259
4363 | 100 | 0 | 503.38 | 0 | 0 | 0 | 0 | 0 | 0 | 0 | 0 | 1657.47 | 92.02 | 7.98 | 0 | 0 | 1495.3399 | 377.1807 | 7.98 | 1872.5206 | 1872.49 | 0.030648
4364 | 100 | 0 | 509.51 | 0 | 0 | 0 | 0 | 0 | 0 | 0 | 0 | 1657.47 | 100 | 0 | 0 | 0 | 1495.3399 | 0 | 0 | 1495.3399 | 1495.4 | -0.060079
4365 | 100 | 0 | 515.65 | 0 | 0 | 0 | 0 | 0 | 0 | 0 | 0 | 1657.47 | 100 | 0 | 0 | 0 | 1495.3399 | 0 | 0 | 1495.3399 | 1495.4 | -0.060079
4366 | 100 | 0 | 521.79 | 0 | 0 | 0 | 0 | 0 | 0 | 0 | 0 | 1657.47 | 100 | 0 | 0 | 0 | 1495.3399 | 0 | 0 | 1495.3399 | 1495.4 | -0.060079
4367 | 100 | 0 | 527.92 | 0 | 0 | 0 | 0 | 0 | 0 | 0 | 0 | 1657.47 | 100 | 0 | 0 | 0 | 1495.3399 | 0 | 0 | 1495.3399 | 1495.4 | -0.060079
4368 | 100 | 0 | 534.06 | 0 | 0 | 0 | 0 | 0 | 0 | 0 | 0 | 1657.47 | 100 | 0 | 0 | 0 | 1495.3399 | 0 | 0 | 1495.3399 | 1495.4 | -0.060079
4369 | 100 | 0 | 540.2 | 0 | 0 | 0 | 0 | 0 | 0 | 0 | 0 | 1657.47 | 100 | 0 | 0 | 0 | 1495.3399 | 0 | 0 | 1495.3399 | 1495.4 | -0.060079
4370 | 100 | 0 | 546.33 | 0 | 0 | 0 | 0 | 0 | 0 | 0 | 0 | 1657.47 | 100 | 0 | 0 | 0 | 1495.3399 | 0 | 0 | 1495.3399 | 1495.4 | -0.060079
4371 | 100 | 0 | 552.47 | 0 | 0 | 0 | 0 | 0 | 0 | 0 | 0 | 1657.47 | 100 | 0 | 0 | 0 | 1495.3399 | 0 | 0 | 1495.3399 | 1495.4 | -0.060079
4372 | 100 | 0 | 558.6 | 0 | 0 | 0 | 0 | 0 | 0 | 0 | 0 | 1657.47 | 100 | 0 | 0 | 0 | 1495.3399 | 0 | 0 | 1495.3399 | 1495.4 | -0.060079
4373 | 100 | 0 | 564.74 | 0 | 0 | 0 | 0 | 0 | 0 | 0 | 0 | 1657.47 | 100 | 0 | 0 | 0 | 1495.3399 | 0 | 0 | 1495.3399 | 1495.4 | -0.060079
4374 | 100 | 0 | 570.88 | 0 | 0 | 0 | 0 | 0 | 0 | 0 | 0 | 1657.47 | 94.57 | 5.43 | 0 | 0 | 1495.3399 | 256.6531 | 5.43 | 1751.993 | 1751.85 | 0.14297
4375 | 100 | 0 | 577.01 | 0 | 0 | 0 | 0 | 0 | 0 | 0 | 0 | 1657.47 | 77.82 | 22.18 | 0 | 0 | 1495.3399 | 1048.3545 | 22.18 | 2543.6944 | 2543.85 | -0.15563
4376 | 100 | 0 | 583.15 | 0 | 0 | 0 | 0 | 0 | 0 | 0 | 0 | 1657.47 | 30.81 | 69.19 | 0 | 0 | 1495.3399 | 3270.3176 | 69.19 | 4765.6575 | 4765.53 | 0.12753
4377 | 100 | 0 | 589.29 | 0 | 0 | 0 | 0 | 0 | 0 | 0 | 0 | 1657.47 | 0 | 114.79 | 14.79 | 0 | 1495.3399 | 4726.5755 | 100 | 6221.9154 | 6221.98 | -0.064551
4378 | 100 | 0 | 595.42 | 0 | 0 | 0 | 0 | 0 | 0 | 0 | 0 | 1657.47 | 0 | 148.58 | 48.58 | 0 | 1495.3399 | 4726.5755 | 100 | 6221.9154 | 6221.98 | -0.064551
4379 | 100 | 0 | 601.56 | 0 | 0 | 0 | 0 | 0 | 0 | 0 | 0 | 1657.47 | 0 | 171.6 | 71.6 | 0 | 1495.3399 | 4726.5755 | 100 | 6221.9154 | 6221.98 | -0.064551
4380 | 100 | 0 | 607.69 | 0 | 0 | 0 | 0 | 0 | 0 | 0 | 0 | 1657.47 | 0 | 184.18 | 84.18 | 0 | 1495.3399 | 4726.5755 | 100 | 6221.9154 | 6221.98 | -0.064551
4381 | 100 | 0 | 613.83 | 0 | 0 | 0 | 0 | 0 | 0 | 0 | 0 | 1657.47 | 0 | 186.53 | 86.53 | 0 | 1495.3399 | 4726.5755 | 100 | 6221.9154 | 6221.98 | -0.064551
4382 | 100 | 0 | 619.97 | 0 | 0 | 0 | 0 | 0 | 0 | 0 | 0 | 1657.47 | 0 | 178.93 | 78.93 | 0 | 1495.3399 | 4726.5755 | 100 | 6221.9154 | 6221.98 | -0.064551
4383 | 100 | 0 | 626.1 | 0 | 0 | 0 | 0 | 0 | 0 | 0 | 0 | 1657.47 | 0 | 159.34 | 59.34 | 0 | 1495.3399 | 4726.5755 | 100 | 6221.9154 | 6221.98 | -0.064551
4384 | 100 | 0 | 632.24 | 0 | 0 | 0 | 0 | 0 | 0 | 0 | 0 | 1657.47 | 0 | 128.32 | 28.32 | 0 | 1495.3399 | 4726.5755 | 100 | 6221.9154 | 6221.98 | -0.064551
4385 | 100 | 0 | 638.38 | 0 | 0 | 0 | 0 | 0 | 0 | 0 | 0 | 1657.47 | 13.92 | 86.08 | 0 | 0 | 1495.3399 | 4068.6362 | 86.08 | 5563.9761 | 5564.13 | -0.15386
4386 | 100 | 0 | 644.51 | 0 | 0 | 0 | 0 | 0 | 0 | 0 | 0 | 1657.47 | 61.78 | 38.22 | 0 | 0 | 1495.3399 | 1806.4972 | 38.22 | 3301.8371 | 3301.71 | 0.12709
4387 | 100 | 0 | 650.65 | 0 | 0 | 0 | 0 | 0 | 0 | 0 | 0 | 1657.47 | 91.68 | 8.32 | 0 | 0 | 1495.3399 | 393.2511 | 8.32 | 1888.591 | 1888.58 | 0.011005
4388 | 100 | 0 | 656.78 | 0 | 0 | 0 | 0 | 0 | 0 | 0 | 0 | 1657.47 | 100 | 0 | 0 | 0 | 1495.3399 | 0 | 0 | 1495.3399 | 1495.4 | -0.060079
4389 | 100 | 0 | 662.92 | 0 | 0 | 0 | 0 | 0 | 0 | 0 | 0 | 1657.47 | 100 | 0 | 0 | 0 | 1495.3399 | 0 | 0 | 1495.3399 | 1495.4 | -0.060079
4390 | 100 | 0 | 669.06 | 0 | 0 | 0 | 0 | 0 | 0 | 0 | 0 | 1657.47 | 100 | 0 | 0 | 0 | 1495.3399 | 0 | 0 | 1495.3399 | 1495.4 | -0.060079
4391 | 100 | 0 | 675.19 | 0 | 0 | 0 | 0 | 0 | 0 | 0 | 0 | 1657.47 | 100 | 0 | 0 | 0 | 1495.3399 | 0 | 0 | 1495.3399 | 1495.4 | -0.060079
4392 | 100 | 0 | 681.33 | 0 | 0 | 0 | 0 | 0 | 0 | 0 | 0 | 1657.47 | 100 | 0 | 0 | 0 | 1495.3399 | 0 | 0 | 1495.3399 | 1495.4 | -0.060079
4393 | 100 | 0 | 687.47 | 0 | 0 | 0 | 0 | 0 | 0 | 0 | 0 | 1657.47 | 100 | 0 | 0 | 0 | 1495.3399 | 0 | 0 | 1495.3399 | 1495.4 | -0.060079
4394 | 100 | 0 | 693.6 | 0 | 0 | 0 | 0 | 0 | 0 | 0 | 0 | 1657.47 | 100 | 0 | 0 | 0 | 1495.3399 | 0 | 0 | 1495.3399 | 1495.4 | -0.060079
4395 | 100 | 0 | 699.74 | 0 | 0 | 0 | 0 | 0 | 0 | 0 | 0 | 1657.47 | 100 | 0 | 0 | 0 | 1495.3399 | 0 | 0 | 1495.3399 | 1495.4 | -0.060079
4396 | 100 | 0 | 705.87 | 0 | 0 | 0 | 0 | 0 | 0 | 0 | 0 | 1657.47 | 100 | 0 | 0 | 0 | 1495.3399 | 0 | 0 | 1495.3399 | 1495.4 | -0.060079
4397 | 100 | 0 | 712.01 | 0 | 0 | 0 | 0 | 0 | 0 | 0 | 0 | 1657.47 | 100 | 0 | 0 | 0 | 1495.3399 | 0 | 0 | 1495.3399 | 1495.4 | -0.060079
4398 | 100 | 0 | 718.15 | 0 | 0 | 0 | 0 | 0 | 0 | 0 | 0 | 1657.47 | 94.66 | 5.35 | 0 | 0 | 1495.3399 | 252.8718 | 5.35 | 1748.2117 | 1748.04 | 0.17171
4399 | 100 | 0 | 724.28 | 0 | 0 | 0 | 0 | 0 | 0 | 0 | 0 | 1657.47 | 78.13 | 21.87 | 0 | 0 | 1495.3399 | 1033.7021 | 21.87 | 2529.042 | 2529.29 | -0.24801
4400 | 100 | 0 | 730.42 | 0 | 0 | 0 | 0 | 0 | 0 | 0 | 0 | 1657.47 | 30.03 | 69.97 | 0 | 0 | 1495.3399 | 3307.1849 | 69.97 | 4802.5248 | 4802.68 | -0.15518
4401 | 100 | 0 | 736.56 | 0 | 0 | 0 | 0 | 0 | 0 | 0 | 0 | 1657.47 | 0 | 117.68 | 17.68 | 0 | 1495.3399 | 4726.5755 | 100 | 6221.9154 | 6221.98 | -0.064551
4402 | 100 | 0 | 742.69 | 0 | 0 | 0 | 0 | 0 | 0 | 0 | 0 | 1657.47 | 0 | 154.05 | 54.05 | 0 | 1495.3399 | 4726.5755 | 100 | 6221.9154 | 6221.98 | -0.064551
4403 | 100 | 0 | 748.83 | 0 | 0 | 0 | 0 | 0 | 0 | 0 | 0 | 1657.47 | 0 | 178.86 | 78.86 | 0 | 1495.3399 | 4726.5755 | 100 | 6221.9154 | 6221.98 | -0.064551
4404 | 100 | 0 | 754.96 | 0 | 0 | 0 | 0 | 0 | 0 | 0 | 0 | 1657.47 | 0 | 190.69 | 90.69 | 0 | 1495.3399 | 4726.5755 | 100 | 6221.9154 | 6221.98 | -0.064551
4405 | 100 | 0 | 761.1 | 0 | 0 | 0 | 0 | 0 | 0 | 0 | 0 | 1657.47 | 0 | 191.72 | 91.72 | 0 | 1495.3399 | 4726.5755 | 100 | 6221.9154 | 6221.98 | -0.064551
4406 | 100 | 0 | 767.24 | 0 | 0 | 0 | 0 | 0 | 0 | 0 | 0 | 1657.47 | 0 | 181.48 | 81.48 | 0 | 1495.3399 | 4726.5755 | 100 | 6221.9154 | 6221.98 | -0.064551
4407 | 100 | 0 | 773.37 | 0 | 0 | 0 | 0 | 0 | 0 | 0 | 0 | 1657.47 | 0 | 160.24 | 60.24 | 0 | 1495.3399 | 4726.5755 | 100 | 6221.9154 | 6221.98 | -0.064551
4408 | 100 | 0 | 779.51 | 0 | 0 | 0 | 0 | 0 | 0 | 0 | 0 | 1657.47 | 0 | 128.6 | 28.6 | 0 | 1495.3399 | 4726.5755 | 100 | 6221.9154 | 6221.98 | -0.064551
4409 | 86.56 | 0 | 777.4 | 0 | 0 | 0 | 0 | 0 | 0 | 0 | 0 | 1657.47 | 0 | 86.56 | 0 | 0 | 1495.3399 | 4091.3238 | 86.56 | 5586.6637 | 5586.63 | 0.033698
4410 | 37.69 | 0 | 745.3 | 0 | 0 | 0 | 0 | 0 | 0 | 0 | 0 | 1657.47 | 0 | 37.69 | 0 | 0 | 1495.3399 | 1781.4463 | 37.69 | 3276.7862 | 3277.04 | -0.25376
4411 | 9.33 | 0 | 695.79 | 0 | 0 | 0 | 0 | 0 | 0 | 0 | 0 | 1657.47 | 1.87 | 7.46 | 0 | 0 | 1495.3399 | 352.6025 | 7.46 | 1847.9425 | 1848.02 | -0.077545
4412 | 1.87 | 0 | 641.71 | 0 | 0 | 0 | 0 | 0 | 0 | 0 | 0 | 1657.47 | 1.87 | 0 | 0 | 0 | 1495.3399 | 0 | 0 | 1495.3399 | 1495.4 | -0.060079
4413 | 1.87 | 0 | 587.63 | 0 | 0 | 0 | 0 | 0 | 0 | 0 | 0 | 1657.47 | 1.87 | 0 | 0 | 0 | 1495.3399 | 0 | 0 | 1495.3399 | 1495.4 | -0.060079
4414 | 100 | 0 | 593.76 | 0 | 0 | 0 | 0 | 0 | 0 | 0 | 0 | 1657.47 | 100 | 0 | 0 | 0 | 1495.3399 | 0 | 0 | 1495.3399 | 1495.4 | -0.060079
4415 | 100 | 0 | 599.9 | 0 | 0 | 0 | 0 | 0 | 0 | 0 | 0 | 1657.47 | 100 | 0 | 0 | 0 | 1495.3399 | 0 | 0 | 1495.3399 | 1495.4 | -0.060079
4416 | 100 | 0 | 606.03 | 0 | 0 | 0 | 0 | 0 | 0 | 0 | 0 | 1657.47 | 100 | 0 | 0 | 0 | 1495.3399 | 0 | 0 | 1495.3399 | 1495.4 | -0.060079
4417 | 100 | 0 | 612.17 | 0 | 0 | 0 | 0 | 0 | 0 | 0 | 0 | 1657.47 | 100 | 0 | 0 | 0 | 1495.3399 | 0 | 0 | 1495.3399 | 1495.4 | -0.060079
4418 | 100 | 0 | 618.31 | 0 | 0 | 0 | 0 | 0 | 0 | 0 | 0 | 1657.47 | 100 | 0 | 0 | 0 | 1495.3399 | 0 | 0 | 1495.3399 | 1495.4 | -0.060079
4419 | 100 | 0 | 624.44 | 0 | 0 | 0 | 0 | 0 | 0 | 0 | 0 | 1657.47 | 100 | 0 | 0 | 0 | 1495.3399 | 0 | 0 | 1495.3399 | 1495.4 | -0.060079
4420 | 100 | 0 | 630.58 | 0 | 0 | 0 | 0 | 0 | 0 | 0 | 0 | 1657.47 | 100 | 0 | 0 | 0 | 1495.3399 | 0 | 0 | 1495.3399 | 1495.4 | -0.060079
4421 | 100 | 0 | 636.72 | 0 | 0 | 0 | 0 | 0 | 0 | 0 | 0 | 1657.47 | 100 | 0 | 0 | 0 | 1495.3399 | 0 | 0 | 1495.3399 | 1495.4 | -0.060079
4422 | 100 | 0 | 642.85 | 0 | 0 | 0 | 0 | 0 | 0 | 0 | 0 | 1657.47 | 94.85 | 5.15 | 0 | 0 | 1495.3399 | 243.4186 | 5.15 | 1738.7586 | 1738.69 | 0.06856
4423 | 100 | 0 | 648.99 | 0 | 0 | 0 | 0 | 0 | 0 | 0 | 0 | 1657.47 | 78.73 | 21.27 | 0 | 0 | 1495.3399 | 1005.3426 | 21.27 | 2500.6825 | 2500.94 | -0.25746
4424 | 100 | 0 | 655.12 | 0 | 0 | 0 | 0 | 0 | 0 | 0 | 0 | 1657.47 | 29.86 | 70.14 | 0 | 0 | 1495.3399 | 3315.2201 | 70.14 | 4810.56 | 4810.53 | 0.029996
4425 | 100 | 0 | 661.26 | 0 | 0 | 0 | 0 | 0 | 0 | 0 | 0 | 1657.47 | 0 | 119.18 | 19.18 | 0 | 1495.3399 | 4726.5755 | 100 | 6221.9154 | 6221.98 | -0.064551
4426 | 100 | 0 | 667.4 | 0 | 0 | 0 | 0 | 0 | 0 | 0 | 0 | 1657.47 | 0 | 157.06 | 57.06 | 0 | 1495.3399 | 4726.5755 | 100 | 6221.9154 | 6221.98 | -0.064551
4427 | 100 | 0 | 673.53 | 0 | 0 | 0 | 0 | 0 | 0 | 0 | 0 | 1657.47 | 0 | 181.54 | 81.54 | 0 | 1495.3399 | 4726.5755 | 100 | 6221.9154 | 6221.98 | -0.064551
4428 | 100 | 0 | 679.67 | 0 | 0 | 0 | 0 | 0 | 0 | 0 | 0 | 1657.47 | 0 | 195.42 | 95.42 | 0 | 1495.3399 | 4726.5755 | 100 | 6221.9154 | 6221.98 | -0.064551
4429 | 100 | 0 | 685.81 | 0 | 0 | 0 | 0 | 0 | 0 | 0 | 0 | 1657.47 | 0 | 196.58 | 96.58 | 0 | 1495.3399 | 4726.5755 | 100 | 6221.9154 | 6221.98 | -0.064551
4430 | 100 | 0 | 691.94 | 0 | 0 | 0 | 0 | 0 | 0 | 0 | 0 | 1657.47 | 0 | 186.01 | 86.01 | 0 | 1495.3399 | 4726.5755 | 100 | 6221.9154 | 6221.98 | -0.064551
4431 | 100 | 0 | 698.08 | 0 | 0 | 0 | 0 | 0 | 0 | 0 | 0 | 1657.47 | 0 | 163.73 | 63.73 | 0 | 1495.3399 | 4726.5755 | 100 | 6221.9154 | 6221.98 | -0.064551
4432 | 100 | 0 | 704.21 | 0 | 0 | 0 | 0 | 0 | 0 | 0 | 0 | 1657.47 | 0 | 130.57 | 30.57 | 0 | 1495.3399 | 4726.5755 | 100 | 6221.9154 | 6221.98 | -0.064551
4433 | 87.37 | 0 | 702.6 | 0 | 0 | 0 | 0 | 0 | 0 | 0 | 0 | 1657.47 | 0 | 87.37 | 0 | 0 | 1495.3399 | 4129.609 | 87.37 | 5624.949 | 5624.82 | 0.12896
4434 | 38.1 | 0 | 670.75 | 0 | 0 | 0 | 0 | 0 | 0 | 0 | 0 | 1657.47 | 0 | 38.1 | 0 | 0 | 1495.3399 | 1800.8253 | 38.1 | 3296.1652 | 3296.13 | 0.035197
4435 | 8.65 | 0 | 620.83 | 0 | 0 | 0 | 0 | 0 | 0 | 0 | 0 | 1657.47 | 1.87 | 6.78 | 0 | 0 | 1495.3399 | 320.4618 | 6.78 | 1815.8017 | 1816.05 | -0.24826
4436 | 1.87 | 0 | 566.74 | 0 | 0 | 0 | 0 | 0 | 0 | 0 | 0 | 1657.47 | 1.87 | 0 | 0 | 0 | 1495.3399 | 0 | 0 | 1495.3399 | 1495.4 | -0.060079
4437 | 1.87 | 0 | 512.66 | 0 | 0 | 0 | 0 | 0 | 0 | 0 | 0 | 1657.47 | 1.87 | 0 | 0 | 0 | 1495.3399 | 0 | 0 | 1495.3399 | 1495.4 | -0.060079
4438 | 100 | 0 | 518.79 | 0 | 0 | 0 | 0 | 0 | 0 | 0 | 0 | 1657.47 | 100 | 0 | 0 | 0 | 1495.3399 | 0 | 0 | 1495.3399 | 1495.4 | -0.060079
4439 | 100 | 0 | 524.93 | 0 | 0 | 0 | 0 | 0 | 0 | 0 | 0 | 1657.47 | 100 | 0 | 0 | 0 | 1495.3399 | 0 | 0 | 1495.3399 | 1495.4 | -0.060079
4440 | 100 | 0 | 531.07 | 0 | 0 | 0 | 0 | 0 | 0 | 0 | 0 | 1657.47 | 100 | 0 | 0 | 0 | 1495.3399 | 0 | 0 | 1495.3399 | 1495.4 | -0.060079
4441 | 100 | 0 | 537.2 | 0 | 0 | 0 | 0 | 0 | 0 | 0 | 0 | 1657.47 | 100 | 0 | 0 | 0 | 1495.3399 | 0 | 0 | 1495.3399 | 1495.4 | -0.060079
4442 | 100 | 0 | 543.34 | 0 | 0 | 0 | 0 | 0 | 0 | 0 | 0 | 1657.47 | 100 | 0 | 0 | 0 | 1495.3399 | 0 | 0 | 1495.3399 | 1495.4 | -0.060079
4443 | 100 | 0 | 549.48 | 0 | 0 | 0 | 0 | 0 | 0 | 0 | 0 | 1657.47 | 100 | 0 | 0 | 0 | 1495.3399 | 0 | 0 | 1495.3399 | 1495.4 | -0.060079
4444 | 100 | 0 | 555.61 | 0 | 0 | 0 | 0 | 0 | 0 | 0 | 0 | 1657.47 | 100 | 0 | 0 | 0 | 1495.3399 | 0 | 0 | 1495.3399 | 1495.4 | -0.060079
4445 | 100 | 0 | 561.75 | 0 | 0 | 0 | 0 | 0 | 0 | 0 | 0 | 1657.47 | 100 | 0 | 0 | 0 | 1495.3399 | 0 | 0 | 1495.3399 | 1495.4 | -0.060079
4446 | 100 | 0 | 567.88 | 0 | 0 | 0 | 0 | 0 | 0 | 0 | 0 | 1657.47 | 95.06 | 4.94 | 0 | 0 | 1495.3399 | 233.4928 | 4.94 | 1728.8328 | 1728.98 | -0.14725
4447 | 100 | 0 | 574.02 | 0 | 0 | 0 | 0 | 0 | 0 | 0 | 0 | 1657.47 | 78.91 | 21.09 | 0 | 0 | 1495.3399 | 996.8348 | 21.09 | 2492.1747 | 2492.05 | 0.1247
4448 | 100 | 0 | 580.16 | 0 | 0 | 0 | 0 | 0 | 0 | 0 | 0 | 1657.47 | 30.39 | 69.61 | 0 | 0 | 1495.3399 | 3290.1692 | 69.61 | 4785.5091 | 4785.38 | 0.12915
4449 | 100 | 0 | 586.29 | 0 | 0 | 0 | 0 | 0 | 0 | 0 | 0 | 1657.47 | 0 | 118.49 | 18.49 | 0 | 1495.3399 | 4726.5755 | 100 | 6221.9154 | 6221.98 | -0.064551
4450 | 100 | 0 | 592.43 | 0 | 0 | 0 | 0 | 0 | 0 | 0 | 0 | 1657.47 | 0 | 157.62 | 57.62 | 0 | 1495.3399 | 4726.5755 | 100 | 6221.9154 | 6221.98 | -0.064551
4451 | 100 | 0 | 598.57 | 0 | 0 | 0 | 0 | 0 | 0 | 0 | 0 | 1657.47 | 0 | 184.22 | 84.22 | 0 | 1495.3399 | 4726.5755 | 100 | 6221.9154 | 6221.98 | -0.064551
4452 | 100 | 0 | 604.7 | 0 | 0 | 0 | 0 | 0 | 0 | 0 | 0 | 1657.47 | 0 | 199.06 | 99.06 | 0 | 1495.3399 | 4726.5755 | 100 | 6221.9154 | 6221.98 | -0.064551
4453 | 100 | 0 | 610.84 | 0 | 0 | 0 | 0 | 0 | 0 | 0 | 0 | 1657.47 | 0 | 200 | 100 | 0 | 1495.3399 | 4726.5755 | 100 | 6221.9154 | 6221.98 | -0.064551
4454 | 100 | 0 | 616.97 | 0 | 0 | 0 | 0 | 0 | 0 | 0 | 0 | 1657.47 | 0 | 191.77 | 91.77 | 0 | 1495.3399 | 4726.5755 | 100 | 6221.9154 | 6221.98 | -0.064551
4455 | 100 | 0 | 623.11 | 0 | 0 | 0 | 0 | 0 | 0 | 0 | 0 | 1657.47 | 0 | 170.48 | 70.48 | 0 | 1495.3399 | 4726.5755 | 100 | 6221.9154 | 6221.98 | -0.064551
4456 | 100 | 0 | 629.25 | 0 | 0 | 0 | 0 | 0 | 0 | 0 | 0 | 1657.47 | 0 | 136.22 | 36.22 | 0 | 1495.3399 | 4726.5755 | 100 | 6221.9154 | 6221.98 | -0.064551
4457 | 90.49 | 0 | 629.55 | 0 | 0 | 0 | 0 | 0 | 0 | 0 | 0 | 1657.47 | 0 | 90.49 | 0 | 0 | 1495.3399 | 4277.0782 | 90.49 | 5772.4181 | 5772.58 | -0.16188
4458 | 39.19 | 0 | 598.37 | 0 | 0 | 0 | 0 | 0 | 0 | 0 | 0 | 1657.47 | 0 | 39.19 | 0 | 0 | 1495.3399 | 1852.3449 | 39.19 | 3347.6849 | 3347.56 | 0.12487
4459 | 9.17 | 0 | 548.76 | 0 | 0 | 0 | 0 | 0 | 0 | 0 | 0 | 1657.47 | 1.87 | 7.3 | 0 | 0 | 1495.3399 | 345.04 | 7.3 | 1840.3799 | 1840.49 | -0.11007
4460 | 1.87 | 0 | 494.68 | 0 | 0 | 0 | 0 | 0 | 0 | 0 | 0 | 1657.47 | 1.87 | 0 | 0 | 0 | 1495.3399 | 0 | 0 | 1495.3399 | 1495.4 | -0.060079
4461 | 1.87 | 0 | 440.59 | 0 | 0 | 0 | 0 | 0 | 0 | 0 | 0 | 1657.47 | 1.87 | 0 | 0 | 0 | 1495.3399 | 0 | 0 | 1495.3399 | 1495.4 | -0.060079
4462 | 100 | 0 | 446.73 | 0 | 0 | 0 | 0 | 0 | 0 | 0 | 0 | 1657.47 | 100 | 0 | 0 | 0 | 1495.3399 | 0 | 0 | 1495.3399 | 1495.4 | -0.060079
4463 | 100 | 0 | 452.87 | 0 | 0 | 0 | 0 | 0 | 0 | 0 | 0 | 1657.47 | 100 | 0 | 0 | 0 | 1495.3399 | 0 | 0 | 1495.3399 | 1495.4 | -0.060079
4464 | 100 | 0 | 459 | 0 | 0 | 0 | 0 | 0 | 0 | 0 | 0 | 1657.47 | 100 | 0 | 0 | 0 | 1495.3399 | 0 | 0 | 1495.3399 | 1495.4 | -0.060079
4465 | 100 | 0 | 465.14 | 0 | 0 | 0 | 0 | 0 | 0 | 0 | 0 | 1657.47 | 100 | 0 | 0 | 0 | 1495.3399 | 0 | 0 | 1495.3399 | 1495.4 | -0.060079
4466 | 100 | 0 | 471.28 | 0 | 0 | 0 | 0 | 0 | 0 | 0 | 0 | 1657.47 | 100 | 0 | 0 | 0 | 1495.3399 | 0 | 0 | 1495.3399 | 1495.4 | -0.060079
4467 | 100 | 0 | 477.41 | 0 | 0 | 0 | 0 | 0 | 0 | 0 | 0 | 1657.47 | 100 | 0 | 0 | 0 | 1495.3399 | 0 | 0 | 1495.3399 | 1495.4 | -0.060079
4468 | 100 | 0 | 483.55 | 0 | 0 | 0 | 0 | 0 | 0 | 0 | 0 | 1657.47 | 100 | 0 | 0 | 0 | 1495.3399 | 0 | 0 | 1495.3399 | 1495.4 | -0.060079
4469 | 100 | 0 | 489.68 | 0 | 0 | 0 | 0 | 0 | 0 | 0 | 0 | 1657.47 | 100 | 0 | 0 | 0 | 1495.3399 | 0 | 0 | 1495.3399 | 1495.4 | -0.060079
4470 | 100 | 0 | 495.82 | 0 | 0 | 0 | 0 | 0 | 0 | 0 | 0 | 1657.47 | 94.81 | 5.19 | 0 | 0 | 1495.3399 | 245.3093 | 5.19 | 1740.6492 | 1740.91 | -0.26081
4471 | 100 | 0 | 501.96 | 0 | 0 | 0 | 0 | 0 | 0 | 0 | 0 | 1657.47 | 78.61 | 21.39 | 0 | 0 | 1495.3399 | 1011.0145 | 21.39 | 2506.3544 | 2506.61 | -0.25557
4472 | 100 | 0 | 508.09 | 0 | 0 | 0 | 0 | 0 | 0 | 0 | 0 | 1657.47 | 29.8 | 70.2 | 0 | 0 | 1495.3399 | 3318.056 | 70.2 | 4813.3959 | 4813.36 | 0.035942
4473 | 100 | 0 | 514.23 | 0 | 0 | 0 | 0 | 0 | 0 | 0 | 0 | 1657.47 | 0 | 119.34 | 19.34 | 0 | 1495.3399 | 4726.5755 | 100 | 6221.9154 | 6221.98 | -0.064551
4474 | 100 | 0 | 520.37 | 0 | 0 | 0 | 0 | 0 | 0 | 0 | 0 | 1657.47 | 0 | 157.97 | 57.97 | 0 | 1495.3399 | 4726.5755 | 100 | 6221.9154 | 6221.98 | -0.064551
4475 | 100 | 0 | 526.5 | 0 | 0 | 0 | 0 | 0 | 0 | 0 | 0 | 1657.47 | 0 | 183.83 | 83.83 | 0 | 1495.3399 | 4726.5755 | 100 | 6221.9154 | 6221.98 | -0.064551
4476 | 100 | 0 | 532.64 | 0 | 0 | 0 | 0 | 0 | 0 | 0 | 0 | 1657.47 | 0 | 196.59 | 96.59 | 0 | 1495.3399 | 4726.5755 | 100 | 6221.9154 | 6221.98 | -0.064551
4477 | 100 | 0 | 538.77 | 0 | 0 | 0 | 0 | 0 | 0 | 0 | 0 | 1657.47 | 0 | 197.77 | 97.77 | 0 | 1495.3399 | 4726.5755 | 100 | 6221.9154 | 6221.98 | -0.064551
4478 | 100 | 0 | 544.91 | 0 | 0 | 0 | 0 | 0 | 0 | 0 | 0 | 1657.47 | 0 | 186.84 | 86.84 | 0 | 1495.3399 | 4726.5755 | 100 | 6221.9154 | 6221.98 | -0.064551
4479 | 100 | 0 | 551.05 | 0 | 0 | 0 | 0 | 0 | 0 | 0 | 0 | 1657.47 | 0 | 164.58 | 64.58 | 0 | 1495.3399 | 4726.5755 | 100 | 6221.9154 | 6221.98 | -0.064551
4480 | 100 | 0 | 557.18 | 0 | 0 | 0 | 0 | 0 | 0 | 0 | 0 | 1657.47 | 0 | 131.26 | 31.26 | 0 | 1495.3399 | 4726.5755 | 100 | 6221.9154 | 6221.98 | -0.064551
4481 | 87.21 | 0 | 555.47 | 0 | 0 | 0 | 0 | 0 | 0 | 0 | 0 | 1657.47 | 0 | 87.21 | 0 | 0 | 1495.3399 | 4122.0465 | 87.21 | 5617.3864 | 5617.54 | -0.15356
4482 | 38.02 | 0 | 523.57 | 0 | 0 | 0 | 0 | 0 | 0 | 0 | 0 | 1657.47 | 0 | 38.02 | 0 | 0 | 1495.3399 | 1797.044 | 38.02 | 3292.3839 | 3292.45 | -0.066064
4483 | 8.48 | 0 | 473.54 | 0 | 0 | 0 | 0 | 0 | 0 | 0 | 0 | 1657.47 | 1.87 | 6.61 | 0 | 0 | 1495.3399 | 312.4266 | 6.61 | 1807.7666 | 1807.67 | 0.096563
4484 | 1.87 | 0 | 419.46 | 0 | 0 | 0 | 0 | 0 | 0 | 0 | 0 | 1657.47 | 1.87 | 0 | 0 | 0 | 1495.3399 | 0 | 0 | 1495.3399 | 1495.4 | -0.060079
4485 | 1.87 | 0 | 365.38 | 0 | 0 | 0 | 0 | 0 | 0 | 0 | 0 | 1657.47 | 1.87 | 0 | 0 | 0 | 1495.3399 | 0 | 0 | 1495.3399 | 1495.4 | -0.060079
4486 | 100 | 0 | 371.51 | 0 | 0 | 0 | 0 | 0 | 0 | 0 | 0 | 1657.47 | 100 | 0 | 0 | 0 | 1495.3399 | 0 | 0 | 1495.3399 | 1495.4 | -0.060079
4487 | 100 | 0 | 377.65 | 0 | 0 | 0 | 0 | 0 | 0 | 0 | 0 | 1657.47 | 100 | 0 | 0 | 0 | 1495.3399 | 0 | 0 | 1495.3399 | 1495.4 | -0.060079
4488 | 100 | 0 | 383.79 | 0 | 0 | 0 | 0 | 0 | 0 | 0 | 0 | 1657.47 | 100 | 0 | 0 | 0 | 1495.3399 | 0 | 0 | 1495.3399 | 1495.4 | -0.060079
4489 | 100 | 0 | 389.92 | 0 | 0 | 0 | 0 | 0 | 0 | 0 | 0 | 1657.47 | 100 | 0 | 0 | 0 | 1495.3399 | 0 | 0 | 1495.3399 | 1495.4 | -0.060079
4490 | 100 | 0 | 396.06 | 0 | 0 | 0 | 0 | 0 | 0 | 0 | 0 | 1657.47 | 100 | 0 | 0 | 0 | 1495.3399 | 0 | 0 | 1495.3399 | 1495.4 | -0.060079
4491 | 100 | 0 | 402.19 | 0 | 0 | 0 | 0 | 0 | 0 | 0 | 0 | 1657.47 | 100 | 0 | 0 | 0 | 1495.3399 | 0 | 0 | 1495.3399 | 1495.4 | -0.060079
4492 | 100 | 0 | 408.33 | 0 | 0 | 0 | 0 | 0 | 0 | 0 | 0 | 1657.47 | 100 | 0 | 0 | 0 | 1495.3399 | 0 | 0 | 1495.3399 | 1495.4 | -0.060079
4493 | 100 | 0 | 414.47 | 0 | 0 | 0 | 0 | 0 | 0 | 0 | 0 | 1657.47 | 100 | 0 | 0 | 0 | 1495.3399 | 0 | 0 | 1495.3399 | 1495.4 | -0.060079
4494 | 100 | 0 | 420.6 | 0 | 0 | 0 | 0 | 0 | 0 | 0 | 0 | 1657.47 | 95.46 | 4.54 | 0 | 0 | 1495.3399 | 214.5865 | 4.54 | 1709.9264 | 1710.07 | -0.14355
4495 | 100 | 0 | 426.74 | 0 | 0 | 0 | 0 | 0 | 0 | 0 | 0 | 1657.47 | 79.79 | 20.21 | 0 | 0 | 1495.3399 | 955.2409 | 20.21 | 2450.5808 | 2450.46 | 0.12083
4496 | 100 | 0 | 432.88 | 0 | 0 | 0 | 0 | 0 | 0 | 0 | 0 | 1657.47 | 31.28 | 68.72 | 0 | 0 | 1495.3399 | 3248.1027 | 68.72 | 4743.4426 | 4743.51 | -0.067376
4497 | 100 | 0 | 439.01 | 0 | 0 | 0 | 0 | 0 | 0 | 0 | 0 | 1657.47 | 0 | 117.72 | 17.72 | 0 | 1495.3399 | 4726.5755 | 100 | 6221.9154 | 6221.98 | -0.064551
4498 | 100 | 0 | 445.15 | 0 | 0 | 0 | 0 | 0 | 0 | 0 | 0 | 1657.47 | 0 | 155.9 | 55.9 | 0 | 1495.3399 | 4726.5755 | 100 | 6221.9154 | 6221.98 | -0.064551
4499 | 100 | 0 | 451.28 | 0 | 0 | 0 | 0 | 0 | 0 | 0 | 0 | 1657.47 | 0 | 182.04 | 82.04 | 0 | 1495.3399 | 4726.5755 | 100 | 6221.9154 | 6221.98 | -0.064551
4500 | 100 | 0 | 457.42 | 0 | 0 | 0 | 0 | 0 | 0 | 0 | 0 | 1657.47 | 0 | 196.28 | 96.28 | 0 | 1495.3399 | 4726.5755 | 100 | 6221.9154 | 6221.98 | -0.064551
4501 | 100 | 0 | 463.56 | 0 | 0 | 0 | 0 | 0 | 0 | 0 | 0 | 1657.47 | 0 | 197.75 | 97.75 | 0 | 1495.3399 | 4726.5755 | 100 | 6221.9154 | 6221.98 | -0.064551
4502 | 100 | 0 | 469.69 | 0 | 0 | 0 | 0 | 0 | 0 | 0 | 0 | 1657.47 | 0 | 186.91 | 86.91 | 0 | 1495.3399 | 4726.5755 | 100 | 6221.9154 | 6221.98 | -0.064551
4503 | 100 | 0 | 475.83 | 0 | 0 | 0 | 0 | 0 | 0 | 0 | 0 | 1657.47 | 0 | 164.55 | 64.55 | 0 | 1495.3399 | 4726.5755 | 100 | 6221.9154 | 6221.98 | -0.064551
4504 | 100 | 0 | 481.97 | 0 | 0 | 0 | 0 | 0 | 0 | 0 | 0 | 1657.47 | 0 | 131.26 | 31.26 | 0 | 1495.3399 | 4726.5755 | 100 | 6221.9154 | 6221.98 | -0.064551
4505 | 87.77 | 0 | 480.6 | 0 | 0 | 0 | 0 | 0 | 0 | 0 | 0 | 1657.47 | 0 | 87.77 | 0 | 0 | 1495.3399 | 4148.5153 | 87.77 | 5643.8553 | 5644.01 | -0.15474
4506 | 37.98 | 0 | 448.68 | 0 | 0 | 0 | 0 | 0 | 0 | 0 | 0 | 1657.47 | 0 | 37.98 | 0 | 0 | 1495.3399 | 1795.1534 | 37.98 | 3290.4933 | 3290.65 | -0.15669
4507 | 8.58 | 0 | 398.71 | 0 | 0 | 0 | 0 | 0 | 0 | 0 | 0 | 1657.47 | 1.87 | 6.71 | 0 | 0 | 1495.3399 | 317.1532 | 6.71 | 1812.4931 | 1812.71 | -0.21686
4508 | 1.87 | 0 | 344.63 | 0 | 0 | 0 | 0 | 0 | 0 | 0 | 0 | 1657.47 | 1.87 | 0 | 0 | 0 | 1495.3399 | 0 | 0 | 1495.3399 | 1495.4 | -0.060079
4509 | 1.87 | 0 | 290.54 | 0 | 0 | 0 | 0 | 0 | 0 | 0 | 0 | 1657.47 | 1.87 | 0 | 0 | 0 | 1495.3399 | 0 | 0 | 1495.3399 | 1495.4 | -0.060079
4510 | 100 | 0 | 296.68 | 0 | 0 | 0 | 0 | 0 | 0 | 0 | 0 | 1657.47 | 100 | 0 | 0 | 0 | 1495.3399 | 0 | 0 | 1495.3399 | 1495.4 | -0.060079
4511 | 100 | 0 | 302.82 | 0 | 0 | 0 | 0 | 0 | 0 | 0 | 0 | 1657.47 | 100 | 0 | 0 | 0 | 1495.3399 | 0 | 0 | 1495.3399 | 1495.4 | -0.060079
4512 | 100 | 0 | 308.95 | 0 | 0 | 0 | 0 | 0 | 0 | 0 | 0 | 1657.47 | 100 | 0 | 0 | 0 | 1495.3399 | 0 | 0 | 1495.3399 | 1495.4 | -0.060079
4513 | 100 | 0 | 315.09 | 0 | 0 | 0 | 0 | 0 | 0 | 0 | 0 | 1657.47 | 100 | 0 | 0 | 0 | 1495.3399 | 0 | 0 | 1495.3399 | 1495.4 | -0.060079
4514 | 100 | 0 | 321.23 | 0 | 0 | 0 | 0 | 0 | 0 | 0 | 0 | 1657.47 | 100 | 0 | 0 | 0 | 1495.3399 | 0 | 0 | 1495.3399 | 1495.4 | -0.060079
4515 | 100 | 0 | 327.36 | 0 | 0 | 0 | 0 | 0 | 0 | 0 | 0 | 1657.47 | 100 | 0 | 0 | 0 | 1495.3399 | 0 | 0 | 1495.3399 | 1495.4 | -0.060079
4516 | 100 | 0 | 333.5 | 0 | 0 | 0 | 0 | 0 | 0 | 0 | 0 | 1657.47 | 100 | 0 | 0 | 0 | 1495.3399 | 0 | 0 | 1495.3399 | 1495.4 | -0.060079
4517 | 100 | 0 | 339.63 | 0 | 0 | 0 | 0 | 0 | 0 | 0 | 0 | 1657.47 | 100 | 0 | 0 | 0 | 1495.3399 | 0 | 0 | 1495.3399 | 1495.4 | -0.060079
4518 | 100 | 0 | 345.77 | 0 | 0 | 0 | 0 | 0 | 0 | 0 | 0 | 1657.47 | 96.08 | 3.92 | 0 | 0 | 1495.3399 | 185.2818 | 3.92 | 1680.6217 | 1680.9 | -0.27832
4519 | 100 | 0 | 351.91 | 0 | 0 | 0 | 0 | 0 | 0 | 0 | 0 | 1657.47 | 80.2 | 19.8 | 0 | 0 | 1495.3399 | 935.862 | 19.8 | 2431.2019 | 2431.4 | -0.19812
4520 | 100 | 0 | 358.04 | 0 | 0 | 0 | 0 | 0 | 0 | 0 | 0 | 1657.47 | 32.55 | 67.45 | 0 | 0 | 1495.3399 | 3188.0752 | 67.45 | 4683.4151 | 4683.29 | 0.12511
4521 | 100 | 0 | 364.18 | 0 | 0 | 0 | 0 | 0 | 0 | 0 | 0 | 1657.47 | 0 | 116.12 | 16.12 | 0 | 1495.3399 | 4726.5755 | 100 | 6221.9154 | 6221.98 | -0.064551
4522 | 100 | 0 | 370.32 | 0 | 0 | 0 | 0 | 0 | 0 | 0 | 0 | 1657.47 | 0 | 153.95 | 53.95 | 0 | 1495.3399 | 4726.5755 | 100 | 6221.9154 | 6221.98 | -0.064551
4523 | 100 | 0 | 376.45 | 0 | 0 | 0 | 0 | 0 | 0 | 0 | 0 | 1657.47 | 0 | 178.61 | 78.61 | 0 | 1495.3399 | 4726.5755 | 100 | 6221.9154 | 6221.98 | -0.064551
4524 | 100 | 0 | 382.59 | 0 | 0 | 0 | 0 | 0 | 0 | 0 | 0 | 1657.47 | 0 | 190.81 | 90.81 | 0 | 1495.3399 | 4726.5755 | 100 | 6221.9154 | 6221.98 | -0.064551
4525 | 100 | 0 | 388.72 | 0 | 0 | 0 | 0 | 0 | 0 | 0 | 0 | 1657.47 | 0 | 191.52 | 91.52 | 0 | 1495.3399 | 4726.5755 | 100 | 6221.9154 | 6221.98 | -0.064551
4526 | 100 | 0 | 394.86 | 0 | 0 | 0 | 0 | 0 | 0 | 0 | 0 | 1657.47 | 0 | 181.12 | 81.12 | 0 | 1495.3399 | 4726.5755 | 100 | 6221.9154 | 6221.98 | -0.064551
4527 | 100 | 0 | 401 | 0 | 0 | 0 | 0 | 0 | 0 | 0 | 0 | 1657.47 | 0 | 159.87 | 59.87 | 0 | 1495.3399 | 4726.5755 | 100 | 6221.9154 | 6221.98 | -0.064551
4528 | 100 | 0 | 407.13 | 0 | 0 | 0 | 0 | 0 | 0 | 0 | 0 | 1657.47 | 0 | 128.06 | 28.06 | 0 | 1495.3399 | 4726.5755 | 100 | 6221.9154 | 6221.98 | -0.064551
4529 | 100 | 0 | 413.27 | 0 | 0 | 0 | 0 | 0 | 0 | 0 | 0 | 1657.47 | 14.56 | 85.44 | 0 | 0 | 1495.3399 | 4038.3861 | 85.44 | 5533.7261 | 5533.79 | -0.063948
4530 | 100 | 0 | 419.41 | 0 | 0 | 0 | 0 | 0 | 0 | 0 | 0 | 1657.47 | 63.22 | 36.78 | 0 | 0 | 1495.3399 | 1738.4345 | 36.78 | 3233.7744 | 3233.93 | -0.1556
4531 | 100 | 0 | 425.54 | 0 | 0 | 0 | 0 | 0 | 0 | 0 | 0 | 1657.47 | 94.42 | 5.58 | 0 | 0 | 1495.3399 | 263.7429 | 5.58 | 1759.0828 | 1759.34 | -0.25716
4532 | 100 | 0 | 431.68 | 0 | 0 | 0 | 0 | 0 | 0 | 0 | 0 | 1657.47 | 100 | 0 | 0 | 0 | 1495.3399 | 0 | 0 | 1495.3399 | 1495.4 | -0.060079
4533 | 100 | 0 | 437.81 | 0 | 0 | 0 | 0 | 0 | 0 | 0 | 0 | 1657.47 | 100 | 0 | 0 | 0 | 1495.3399 | 0 | 0 | 1495.3399 | 1495.4 | -0.060079
4534 | 100 | 0 | 443.95 | 0 | 0 | 0 | 0 | 0 | 0 | 0 | 0 | 1657.47 | 100 | 0 | 0 | 0 | 1495.3399 | 0 | 0 | 1495.3399 | 1495.4 | -0.060079
4535 | 100 | 0 | 450.09 | 0 | 0 | 0 | 0 | 0 | 0 | 0 | 0 | 1657.47 | 100 | 0 | 0 | 0 | 1495.3399 | 0 | 0 | 1495.3399 | 1495.4 | -0.060079
4536 | 100 | 0 | 456.22 | 0 | 0 | 0 | 0 | 0 | 0 | 0 | 0 | 1657.47 | 100 | 0 | 0 | 0 | 1495.3399 | 0 | 0 | 1495.3399 | 1495.4 | -0.060079
4537 | 100 | 0 | 462.36 | 0 | 0 | 0 | 0 | 0 | 0 | 0 | 0 | 1657.47 | 100 | 0 | 0 | 0 | 1495.3399 | 0 | 0 | 1495.3399 | 1495.4 | -0.060079
4538 | 100 | 0 | 468.5 | 0 | 0 | 0 | 0 | 0 | 0 | 0 | 0 | 1657.47 | 100 | 0 | 0 | 0 | 1495.3399 | 0 | 0 | 1495.3399 | 1495.4 | -0.060079
4539 | 100 | 0 | 474.63 | 0 | 0 | 0 | 0 | 0 | 0 | 0 | 0 | 1657.47 | 100 | 0 | 0 | 0 | 1495.3399 | 0 | 0 | 1495.3399 | 1495.4 | -0.060079
4540 | 100 | 0 | 480.77 | 0 | 0 | 0 | 0 | 0 | 0 | 0 | 0 | 1657.47 | 100 | 0 | 0 | 0 | 1495.3399 | 0 | 0 | 1495.3399 | 1495.4 | -0.060079
4541 | 100 | 0 | 486.9 | 0 | 0 | 0 | 0 | 0 | 0 | 0 | 0 | 1657.47 | 100 | 0 | 0 | 0 | 1495.3399 | 0 | 0 | 1495.3399 | 1495.4 | -0.060079
4542 | 100 | 0 | 493.04 | 0 | 0 | 0 | 0 | 0 | 0 | 0 | 0 | 1657.47 | 96.34 | 3.66 | 0 | 0 | 1495.3399 | 172.9927 | 3.66 | 1668.3326 | 1668.59 | -0.25742
4543 | 100 | 0 | 499.18 | 0 | 0 | 0 | 0 | 0 | 0 | 0 | 0 | 1657.47 | 81.58 | 18.42 | 0 | 0 | 1495.3399 | 870.6352 | 18.42 | 2365.9751 | 2365.89 | 0.085133
4544 | 100 | 0 | 505.31 | 0 | 0 | 0 | 0 | 0 | 0 | 0 | 0 | 1657.47 | 33.64 | 66.36 | 0 | 0 | 1495.3399 | 3136.5555 | 66.36 | 4631.8954 | 4631.86 | 0.035441
4545 | 100 | 0 | 511.45 | 0 | 0 | 0 | 0 | 0 | 0 | 0 | 0 | 1657.47 | 0 | 113.94 | 13.94 | 0 | 1495.3399 | 4726.5755 | 100 | 6221.9154 | 6221.98 | -0.064551
4546 | 100 | 0 | 517.59 | 0 | 0 | 0 | 0 | 0 | 0 | 0 | 0 | 1657.47 | 0 | 152.35 | 52.35 | 0 | 1495.3399 | 4726.5755 | 100 | 6221.9154 | 6221.98 | -0.064551
4547 | 100 | 0 | 523.72 | 0 | 0 | 0 | 0 | 0 | 0 | 0 | 0 | 1657.47 | 0 | 178.65 | 78.65 | 0 | 1495.3399 | 4726.5755 | 100 | 6221.9154 | 6221.98 | -0.064551
4548 | 100 | 0 | 529.86 | 0 | 0 | 0 | 0 | 0 | 0 | 0 | 0 | 1657.47 | 0 | 193.92 | 93.92 | 0 | 1495.3399 | 4726.5755 | 100 | 6221.9154 | 6221.98 | -0.064551
4549 | 100 | 0 | 535.99 | 0 | 0 | 0 | 0 | 0 | 0 | 0 | 0 | 1657.47 | 0 | 196.29 | 96.29 | 0 | 1495.3399 | 4726.5755 | 100 | 6221.9154 | 6221.98 | -0.064551
4550 | 100 | 0 | 542.13 | 0 | 0 | 0 | 0 | 0 | 0 | 0 | 0 | 1657.47 | 0 | 186.77 | 86.77 | 0 | 1495.3399 | 4726.5755 | 100 | 6221.9154 | 6221.98 | -0.064551
4551 | 100 | 0 | 548.27 | 0 | 0 | 0 | 0 | 0 | 0 | 0 | 0 | 1657.47 | 0 | 166.34 | 66.34 | 0 | 1495.3399 | 4726.5755 | 100 | 6221.9154 | 6221.98 | -0.064551
4552 | 100 | 0 | 554.4 | 0 | 0 | 0 | 0 | 0 | 0 | 0 | 0 | 1657.47 | 0 | 133.89 | 33.89 | 0 | 1495.3399 | 4726.5755 | 100 | 6221.9154 | 6221.98 | -0.064551
4553 | 100 | 0 | 560.54 | 0 | 0 | 0 | 0 | 0 | 0 | 0 | 0 | 1657.47 | 9.57 | 90.43 | 0 | 0 | 1495.3399 | 4274.2423 | 90.43 | 5769.5822 | 5769.65 | -0.067829
4554 | 100 | 0 | 566.68 | 0 | 0 | 0 | 0 | 0 | 0 | 0 | 0 | 1657.47 | 60.96 | 39.04 | 0 | 0 | 1495.3399 | 1845.2551 | 39.04 | 3340.595 | 3340.56 | 0.035007
4555 | 100 | 0 | 572.81 | 0 | 0 | 0 | 0 | 0 | 0 | 0 | 0 | 1657.47 | 93.58 | 6.42 | 0 | 0 | 1495.3399 | 303.4461 | 6.42 | 1798.7861 | 1798.76 | 0.02607
4556 | 100 | 0 | 578.95 | 0 | 0 | 0 | 0 | 0 | 0 | 0 | 0 | 1657.47 | 100 | 0 | 0 | 0 | 1495.3399 | 0 | 0 | 1495.3399 | 1495.4 | -0.060079
4557 | 100 | 0 | 585.08 | 0 | 0 | 0 | 0 | 0 | 0 | 0 | 0 | 1657.47 | 100 | 0 | 0 | 0 | 1495.3399 | 0 | 0 | 1495.3399 | 1495.4 | -0.060079
4558 | 100 | 0 | 591.22 | 0 | 0 | 0 | 0 | 0 | 0 | 0 | 0 | 1657.47 | 100 | 0 | 0 | 0 | 1495.3399 | 0 | 0 | 1495.3399 | 1495.4 | -0.060079
4559 | 100 | 0 | 597.36 | 0 | 0 | 0 | 0 | 0 | 0 | 0 | 0 | 1657.47 | 100 | 0 | 0 | 0 | 1495.3399 | 0 | 0 | 1495.3399 | 1495.4 | -0.060079
4560 | 100 | 0 | 603.49 | 0 | 0 | 0 | 0 | 0 | 0 | 0 | 0 | 1657.47 | 100 | 0 | 0 | 0 | 1495.3399 | 0 | 0 | 1495.3399 | 1495.4 | -0.060079
4561 | 100 | 0 | 609.63 | 0 | 0 | 0 | 0 | 0 | 0 | 0 | 0 | 1657.47 | 100 | 0 | 0 | 0 | 1495.3399 | 0 | 0 | 1495.3399 | 1495.4 | -0.060079
4562 | 100 | 0 | 615.77 | 0 | 0 | 0 | 0 | 0 | 0 | 0 | 0 | 1657.47 | 100 | 0 | 0 | 0 | 1495.3399 | 0 | 0 | 1495.3399 | 1495.4 | -0.060079
4563 | 100 | 0 | 621.9 | 0 | 0 | 0 | 0 | 0 | 0 | 0 | 0 | 1657.47 | 100 | 0 | 0 | 0 | 1495.3399 | 0 | 0 | 1495.3399 | 1495.4 | -0.060079
4564 | 100 | 0 | 628.04 | 0 | 0 | 0 | 0 | 0 | 0 | 0 | 0 | 1657.47 | 100 | 0 | 0 | 0 | 1495.3399 | 0 | 0 | 1495.3399 | 1495.4 | -0.060079
4565 | 100 | 0 | 634.17 | 0 | 0 | 0 | 0 | 0 | 0 | 0 | 0 | 1657.47 | 100 | 0 | 0 | 0 | 1495.3399 | 0 | 0 | 1495.3399 | 1495.4 | -0.060079
4566 | 100 | 0 | 640.31 | 0 | 0 | 0 | 0 | 0 | 0 | 0 | 0 | 1657.47 | 96.02 | 3.98 | 0 | 0 | 1495.3399 | 188.1177 | 3.98 | 1683.4576 | 1683.75 | -0.29237
4567 | 100 | 0 | 646.45 | 0 | 0 | 0 | 0 | 0 | 0 | 0 | 0 | 1657.47 | 80.13 | 19.87 | 0 | 0 | 1495.3399 | 939.1706 | 19.87 | 2434.5105 | 2434.76 | -0.24952
4568 | 100 | 0 | 652.58 | 0 | 0 | 0 | 0 | 0 | 0 | 0 | 0 | 1657.47 | 30.77 | 69.23 | 0 | 0 | 1495.3399 | 3272.2082 | 69.23 | 4767.5482 | 4767.52 | 0.028159
4569 | 100 | 0 | 658.72 | 0 | 0 | 0 | 0 | 0 | 0 | 0 | 0 | 1657.47 | 0 | 118.95 | 18.95 | 0 | 1495.3399 | 4726.5755 | 100 | 6221.9154 | 6221.98 | -0.064551
4570 | 100 | 0 | 664.86 | 0 | 0 | 0 | 0 | 0 | 0 | 0 | 0 | 1657.47 | 0 | 157.41 | 57.41 | 0 | 1495.3399 | 4726.5755 | 100 | 6221.9154 | 6221.98 | -0.064551
4571 | 100 | 0 | 670.99 | 0 | 0 | 0 | 0 | 0 | 0 | 0 | 0 | 1657.47 | 0 | 184.43 | 84.43 | 0 | 1495.3399 | 4726.5755 | 100 | 6221.9154 | 6221.98 | -0.064551
4572 | 100 | 0 | 677.13 | 0 | 0 | 0 | 0 | 0 | 0 | 0 | 0 | 1657.47 | 0 | 198.87 | 98.87 | 0 | 1495.3399 | 4726.5755 | 100 | 6221.9154 | 6221.98 | -0.064551
4573 | 100 | 0 | 683.26 | 0 | 0 | 0 | 0 | 0 | 0 | 0 | 0 | 1657.47 | 0 | 200 | 100 | 0 | 1495.3399 | 4726.5755 | 100 | 6221.9154 | 6221.98 | -0.064551
4574 | 100 | 0 | 689.4 | 0 | 0 | 0 | 0 | 0 | 0 | 0 | 0 | 1657.47 | 0 | 189.29 | 89.29 | 0 | 1495.3399 | 4726.5755 | 100 | 6221.9154 | 6221.98 | -0.064551
4575 | 100 | 0 | 695.54 | 0 | 0 | 0 | 0 | 0 | 0 | 0 | 0 | 1657.47 | 0 | 166.07 | 66.07 | 0 | 1495.3399 | 4726.5755 | 100 | 6221.9154 | 6221.98 | -0.064551
4576 | 100 | 0 | 701.67 | 0 | 0 | 0 | 0 | 0 | 0 | 0 | 0 | 1657.47 | 0 | 131.92 | 31.92 | 0 | 1495.3399 | 4726.5755 | 100 | 6221.9154 | 6221.98 | -0.064551
4577 | 87.81 | 0 | 700.33 | 0 | 0 | 0 | 0 | 0 | 0 | 0 | 0 | 1657.47 | 0 | 87.81 | 0 | 0 | 1495.3399 | 4150.406 | 87.81 | 5645.7459 | 5645.9 | -0.15411
4578 | 38.19 | 0 | 668.53 | 0 | 0 | 0 | 0 | 0 | 0 | 0 | 0 | 1657.47 | 0 | 38.19 | 0 | 0 | 1495.3399 | 1805.0792 | 38.19 | 3300.4191 | 3300.29 | 0.12911
4579 | 7.84 | 0 | 618.11 | 0 | 0 | 0 | 0 | 0 | 0 | 0 | 0 | 1657.47 | 1.87 | 5.97 | 0 | 0 | 1495.3399 | 282.1766 | 5.97 | 1777.5165 | 1777.57 | -0.05352
4580 | 1.87 | 0 | 564.03 | 0 | 0 | 0 | 0 | 0 | 0 | 0 | 0 | 1657.47 | 1.87 | 0 | 0 | 0 | 1495.3399 | 0 | 0 | 1495.3399 | 1495.4 | -0.060079
4581 | 1.87 | 0 | 509.95 | 0 | 0 | 0 | 0 | 0 | 0 | 0 | 0 | 1657.47 | 1.87 | 0 | 0 | 0 | 1495.3399 | 0 | 0 | 1495.3399 | 1495.4 | -0.060079
4582 | 100 | 0 | 516.08 | 0 | 0 | 0 | 0 | 0 | 0 | 0 | 0 | 1657.47 | 100 | 0 | 0 | 0 | 1495.3399 | 0 | 0 | 1495.3399 | 1495.4 | -0.060079
4583 | 100 | 0 | 522.22 | 0 | 0 | 0 | 0 | 0 | 0 | 0 | 0 | 1657.47 | 100 | 0 | 0 | 0 | 1495.3399 | 0 | 0 | 1495.3399 | 1495.4 | -0.060079
4584 | 100 | 0 | 528.35 | 0 | 0 | 0 | 0 | 0 | 0 | 0 | 0 | 1657.47 | 100 | 0 | 0 | 0 | 1495.3399 | 0 | 0 | 1495.3399 | 1495.4 | -0.060079
4585 | 100 | 0 | 534.49 | 0 | 0 | 0 | 0 | 0 | 0 | 0 | 0 | 1657.47 | 100 | 0 | 0 | 0 | 1495.3399 | 0 | 0 | 1495.3399 | 1495.4 | -0.060079
4586 | 100 | 0 | 540.63 | 0 | 0 | 0 | 0 | 0 | 0 | 0 | 0 | 1657.47 | 100 | 0 | 0 | 0 | 1495.3399 | 0 | 0 | 1495.3399 | 1495.4 | -0.060079
4587 | 100 | 0 | 546.76 | 0 | 0 | 0 | 0 | 0 | 0 | 0 | 0 | 1657.47 | 100 | 0 | 0 | 0 | 1495.3399 | 0 | 0 | 1495.3399 | 1495.4 | -0.060079
4588 | 100 | 0 | 552.9 | 0 | 0 | 0 | 0 | 0 | 0 | 0 | 0 | 1657.47 | 100 | 0 | 0 | 0 | 1495.3399 | 0 | 0 | 1495.3399 | 1495.4 | -0.060079
4589 | 100 | 0 | 559.04 | 0 | 0 | 0 | 0 | 0 | 0 | 0 | 0 | 1657.47 | 100 | 0 | 0 | 0 | 1495.3399 | 0 | 0 | 1495.3399 | 1495.4 | -0.060079
4590 | 100 | 0 | 565.17 | 0 | 0 | 0 | 0 | 0 | 0 | 0 | 0 | 1657.47 | 96.12 | 3.88 | 0 | 0 | 1495.3399 | 183.3911 | 3.88 | 1678.7311 | 1678.63 | 0.10105
4591 | 100 | 0 | 571.31 | 0 | 0 | 0 | 0 | 0 | 0 | 0 | 0 | 1657.47 | 80.62 | 19.38 | 0 | 0 | 1495.3399 | 916.0103 | 19.38 | 2411.3503 | 2411.4 | -0.049742
4592 | 100 | 0 | 577.44 | 0 | 0 | 0 | 0 | 0 | 0 | 0 | 0 | 1657.47 | 31.96 | 68.04 | 0 | 0 | 1495.3399 | 3215.962 | 68.04 | 4711.3019 | 4711.37 | -0.06809
4593 | 100 | 0 | 583.58 | 0 | 0 | 0 | 0 | 0 | 0 | 0 | 0 | 1657.47 | 0 | 116.48 | 16.48 | 0 | 1495.3399 | 4726.5755 | 100 | 6221.9154 | 6221.98 | -0.064551
4594 | 100 | 0 | 589.72 | 0 | 0 | 0 | 0 | 0 | 0 | 0 | 0 | 1657.47 | 0 | 152.06 | 52.06 | 0 | 1495.3399 | 4726.5755 | 100 | 6221.9154 | 6221.98 | -0.064551
4595 | 100 | 0 | 595.85 | 0 | 0 | 0 | 0 | 0 | 0 | 0 | 0 | 1657.47 | 0 | 173.46 | 73.46 | 0 | 1495.3399 | 4726.5755 | 100 | 6221.9154 | 6221.98 | -0.064551
4596 | 100 | 0 | 601.99 | 0 | 0 | 0 | 0 | 0 | 0 | 0 | 0 | 1657.47 | 0 | 181.64 | 81.64 | 0 | 1495.3399 | 4726.5755 | 100 | 6221.9154 | 6221.98 | -0.064551
4597 | 100 | 0 | 608.13 | 0 | 0 | 0 | 0 | 0 | 0 | 0 | 0 | 1657.47 | 0 | 180.41 | 80.41 | 0 | 1495.3399 | 4726.5755 | 100 | 6221.9154 | 6221.98 | -0.064551
4598 | 100 | 0 | 614.26 | 0 | 0 | 0 | 0 | 0 | 0 | 0 | 0 | 1657.47 | 0 | 172.53 | 72.53 | 0 | 1495.3399 | 4726.5755 | 100 | 6221.9154 | 6221.98 | -0.064551
4599 | 100 | 0 | 620.4 | 0 | 0 | 0 | 0 | 0 | 0 | 0 | 0 | 1657.47 | 0 | 155.62 | 55.62 | 0 | 1495.3399 | 4726.5755 | 100 | 6221.9154 | 6221.98 | -0.064551
4600 | 100 | 0 | 626.53 | 0 | 0 | 0 | 0 | 0 | 0 | 0 | 0 | 1657.47 | 0 | 126.65 | 26.65 | 0 | 1495.3399 | 4726.5755 | 100 | 6221.9154 | 6221.98 | -0.064551
4601 | 85.9 | 0 | 624.02 | 0 | 0 | 0 | 0 | 0 | 0 | 0 | 0 | 1657.47 | 0 | 85.9 | 0 | 0 | 1495.3399 | 4060.1284 | 85.9 | 5555.4683 | 5555.63 | -0.1617
4602 | 37.66 | 0 | 591.9 | 0 | 0 | 0 | 0 | 0 | 0 | 0 | 0 | 1657.47 | 0 | 37.66 | 0 | 0 | 1495.3399 | 1780.0283 | 37.66 | 3275.3683 | 3275.34 | 0.028265
4603 | 7.81 | 0 | 541.46 | 0 | 0 | 0 | 0 | 0 | 0 | 0 | 0 | 1657.47 | 1.87 | 5.94 | 0 | 0 | 1495.3399 | 280.7586 | 5.94 | 1776.0985 | 1776.08 | 0.018507
4604 | 1.87 | 0 | 487.37 | 0 | 0 | 0 | 0 | 0 | 0 | 0 | 0 | 1657.47 | 1.87 | 0 | 0 | 0 | 1495.3399 | 0 | 0 | 1495.3399 | 1495.4 | -0.060079
4605 | 1.87 | 0 | 433.29 | 0 | 0 | 0 | 0 | 0 | 0 | 0 | 0 | 1657.47 | 1.87 | 0 | 0 | 0 | 1495.3399 | 0 | 0 | 1495.3399 | 1495.4 | -0.060079
4606 | 100 | 0 | 439.43 | 0 | 0 | 0 | 0 | 0 | 0 | 0 | 0 | 1657.47 | 100 | 0 | 0 | 0 | 1495.3399 | 0 | 0 | 1495.3399 | 1495.4 | -0.060079
4607 | 100 | 0 | 445.56 | 0 | 0 | 0 | 0 | 0 | 0 | 0 | 0 | 1657.47 | 100 | 0 | 0 | 0 | 1495.3399 | 0 | 0 | 1495.3399 | 1495.4 | -0.060079
4608 | 100 | 0 | 451.7 | 0 | 0 | 0 | 0 | 0 | 0 | 0 | 0 | 1657.47 | 100 | 0 | 0 | 0 | 1495.3399 | 0 | 0 | 1495.3399 | 1495.4 | -0.060079
4609 | 100 | 0 | 457.84 | 0 | 0 | 0 | 0 | 0 | 0 | 0 | 0 | 1657.47 | 100 | 0 | 0 | 0 | 1495.3399 | 0 | 0 | 1495.3399 | 1495.4 | -0.060079
4610 | 100 | 0 | 463.97 | 0 | 0 | 0 | 0 | 0 | 0 | 0 | 0 | 1657.47 | 100 | 0 | 0 | 0 | 1495.3399 | 0 | 0 | 1495.3399 | 1495.4 | -0.060079
4611 | 100 | 0 | 470.11 | 0 | 0 | 0 | 0 | 0 | 0 | 0 | 0 | 1657.47 | 100 | 0 | 0 | 0 | 1495.3399 | 0 | 0 | 1495.3399 | 1495.4 | -0.060079
4612 | 100 | 0 | 476.24 | 0 | 0 | 0 | 0 | 0 | 0 | 0 | 0 | 1657.47 | 100 | 0 | 0 | 0 | 1495.3399 | 0 | 0 | 1495.3399 | 1495.4 | -0.060079
4613 | 100 | 0 | 482.38 | 0 | 0 | 0 | 0 | 0 | 0 | 0 | 0 | 1657.47 | 100 | 0 | 0 | 0 | 1495.3399 | 0 | 0 | 1495.3399 | 1495.4 | -0.060079
4614 | 100 | 0 | 488.52 | 0 | 0 | 0 | 0 | 0 | 0 | 0 | 0 | 1657.47 | 96.21 | 3.79 | 0 | 0 | 1495.3399 | 179.1372 | 3.79 | 1674.4771 | 1674.35 | 0.12713
4615 | 100 | 0 | 494.65 | 0 | 0 | 0 | 0 | 0 | 0 | 0 | 0 | 1657.47 | 80.52 | 19.48 | 0 | 0 | 1495.3399 | 920.7369 | 19.48 | 2416.0768 | 2416.21 | -0.13317
4616 | 100 | 0 | 500.79 | 0 | 0 | 0 | 0 | 0 | 0 | 0 | 0 | 1657.47 | 30.87 | 69.13 | 0 | 0 | 1495.3399 | 3267.4817 | 69.13 | 4762.8216 | 4762.7 | 0.12158
4617 | 100 | 0 | 506.93 | 0 | 0 | 0 | 0 | 0 | 0 | 0 | 0 | 1657.47 | 0 | 119.14 | 19.14 | 0 | 1495.3399 | 4726.5755 | 100 | 6221.9154 | 6221.98 | -0.064551
4618 | 100 | 0 | 513.06 | 0 | 0 | 0 | 0 | 0 | 0 | 0 | 0 | 1657.47 | 0 | 157.73 | 57.73 | 0 | 1495.3399 | 4726.5755 | 100 | 6221.9154 | 6221.98 | -0.064551
4619 | 100 | 0 | 519.2 | 0 | 0 | 0 | 0 | 0 | 0 | 0 | 0 | 1657.47 | 0 | 183.26 | 83.26 | 0 | 1495.3399 | 4726.5755 | 100 | 6221.9154 | 6221.98 | -0.064551
4620 | 100 | 0 | 525.33 | 0 | 0 | 0 | 0 | 0 | 0 | 0 | 0 | 1657.47 | 0 | 196.49 | 96.49 | 0 | 1495.3399 | 4726.5755 | 100 | 6221.9154 | 6221.98 | -0.064551
4621 | 100 | 0 | 531.47 | 0 | 0 | 0 | 0 | 0 | 0 | 0 | 0 | 1657.47 | 0 | 197.06 | 97.06 | 0 | 1495.3399 | 4726.5755 | 100 | 6221.9154 | 6221.98 | -0.064551
4622 | 100 | 0 | 537.61 | 0 | 0 | 0 | 0 | 0 | 0 | 0 | 0 | 1657.47 | 0 | 185.49 | 85.49 | 0 | 1495.3399 | 4726.5755 | 100 | 6221.9154 | 6221.98 | -0.064551
4623 | 100 | 0 | 543.74 | 0 | 0 | 0 | 0 | 0 | 0 | 0 | 0 | 1657.47 | 0 | 163.59 | 63.59 | 0 | 1495.3399 | 4726.5755 | 100 | 6221.9154 | 6221.98 | -0.064551
4624 | 100 | 0 | 549.88 | 0 | 0 | 0 | 0 | 0 | 0 | 0 | 0 | 1657.47 | 0 | 130.66 | 30.66 | 0 | 1495.3399 | 4726.5755 | 100 | 6221.9154 | 6221.98 | -0.064551
4625 | 87 | 0 | 548.04 | 0 | 0 | 0 | 0 | 0 | 0 | 0 | 0 | 1657.47 | 0 | 87 | 0 | 0 | 1495.3399 | 4112.1207 | 87 | 5607.4606 | 5607.34 | 0.12063
4626 | 38.26 | 0 | 516.28 | 0 | 0 | 0 | 0 | 0 | 0 | 0 | 0 | 1657.47 | 0 | 38.26 | 0 | 0 | 1495.3399 | 1808.3878 | 38.26 | 3303.7277 | 3303.6 | 0.12772
4627 | 8.37 | 0 | 466.19 | 0 | 0 | 0 | 0 | 0 | 0 | 0 | 0 | 1657.47 | 1.87 | 6.5 | 0 | 0 | 1495.3399 | 307.2274 | 6.5 | 1802.5673 | 1802.82 | -0.25267
4628 | 1.87 | 0 | 412.11 | 0 | 0 | 0 | 0 | 0 | 0 | 0 | 0 | 1657.47 | 1.87 | 0 | 0 | 0 | 1495.3399 | 0 | 0 | 1495.3399 | 1495.4 | -0.060079
4629 | 1.87 | 0 | 358.02 | 0 | 0 | 0 | 0 | 0 | 0 | 0 | 0 | 1657.47 | 1.87 | 0 | 0 | 0 | 1495.3399 | 0 | 0 | 1495.3399 | 1495.4 | -0.060079
4630 | 100 | 0 | 364.16 | 0 | 0 | 0 | 0 | 0 | 0 | 0 | 0 | 1657.47 | 100 | 0 | 0 | 0 | 1495.3399 | 0 | 0 | 1495.3399 | 1495.4 | -0.060079
4631 | 100 | 0 | 370.29 | 0 | 0 | 0 | 0 | 0 | 0 | 0 | 0 | 1657.47 | 100 | 0 | 0 | 0 | 1495.3399 | 0 | 0 | 1495.3399 | 1495.4 | -0.060079
4632 | 100 | 0 | 376.43 | 0 | 0 | 0 | 0 | 0 | 0 | 0 | 0 | 1657.47 | 100 | 0 | 0 | 0 | 1495.3399 | 0 | 0 | 1495.3399 | 1495.4 | -0.060079
4633 | 100 | 0 | 382.57 | 0 | 0 | 0 | 0 | 0 | 0 | 0 | 0 | 1657.47 | 100 | 0 | 0 | 0 | 1495.3399 | 0 | 0 | 1495.3399 | 1495.4 | -0.060079
4634 | 100 | 0 | 388.7 | 0 | 0 | 0 | 0 | 0 | 0 | 0 | 0 | 1657.47 | 100 | 0 | 0 | 0 | 1495.3399 | 0 | 0 | 1495.3399 | 1495.4 | -0.060079
4635 | 100 | 0 | 394.84 | 0 | 0 | 0 | 0 | 0 | 0 | 0 | 0 | 1657.47 | 100 | 0 | 0 | 0 | 1495.3399 | 0 | 0 | 1495.3399 | 1495.4 | -0.060079
4636 | 100 | 0 | 400.98 | 0 | 0 | 0 | 0 | 0 | 0 | 0 | 0 | 1657.47 | 100 | 0 | 0 | 0 | 1495.3399 | 0 | 0 | 1495.3399 | 1495.4 | -0.060079
4637 | 100 | 0 | 407.11 | 0 | 0 | 0 | 0 | 0 | 0 | 0 | 0 | 1657.47 | 100 | 0 | 0 | 0 | 1495.3399 | 0 | 0 | 1495.3399 | 1495.4 | -0.060079
4638 | 100 | 0 | 413.25 | 0 | 0 | 0 | 0 | 0 | 0 | 0 | 0 | 1657.47 | 96.25 | 3.75 | 0 | 0 | 1495.3399 | 177.2466 | 3.75 | 1672.5865 | 1672.51 | 0.076503
4639 | 100 | 0 | 419.38 | 0 | 0 | 0 | 0 | 0 | 0 | 0 | 0 | 1657.47 | 80.51 | 19.49 | 0 | 0 | 1495.3399 | 921.2096 | 19.49 | 2416.5495 | 2416.84 | -0.29051
4640 | 100 | 0 | 425.52 | 0 | 0 | 0 | 0 | 0 | 0 | 0 | 0 | 1657.47 | 32.37 | 67.63 | 0 | 0 | 1495.3399 | 3196.583 | 67.63 | 4691.923 | 4691.89 | 0.03295
4641 | 100 | 0 | 431.66 | 0 | 0 | 0 | 0 | 0 | 0 | 0 | 0 | 1657.47 | 0 | 114.63 | 14.63 | 0 | 1495.3399 | 4726.5755 | 100 | 6221.9154 | 6221.98 | -0.064551
4642 | 100 | 0 | 437.79 | 0 | 0 | 0 | 0 | 0 | 0 | 0 | 0 | 1657.47 | 0 | 151.29 | 51.29 | 0 | 1495.3399 | 4726.5755 | 100 | 6221.9154 | 6221.98 | -0.064551
4643 | 100 | 0 | 443.93 | 0 | 0 | 0 | 0 | 0 | 0 | 0 | 0 | 1657.47 | 0 | 175.1 | 75.1 | 0 | 1495.3399 | 4726.5755 | 100 | 6221.9154 | 6221.98 | -0.064551
4644 | 100 | 0 | 450.07 | 0 | 0 | 0 | 0 | 0 | 0 | 0 | 0 | 1657.47 | 0 | 187.34 | 87.34 | 0 | 1495.3399 | 4726.5755 | 100 | 6221.9154 | 6221.98 | -0.064551
4645 | 100 | 0 | 456.2 | 0 | 0 | 0 | 0 | 0 | 0 | 0 | 0 | 1657.47 | 0 | 188.86 | 88.86 | 0 | 1495.3399 | 4726.5755 | 100 | 6221.9154 | 6221.98 | -0.064551
4646 | 100 | 0 | 462.34 | 0 | 0 | 0 | 0 | 0 | 0 | 0 | 0 | 1657.47 | 0 | 179.21 | 79.21 | 0 | 1495.3399 | 4726.5755 | 100 | 6221.9154 | 6221.98 | -0.064551
4647 | 100 | 0 | 468.47 | 0 | 0 | 0 | 0 | 0 | 0 | 0 | 0 | 1657.47 | 0 | 158.7 | 58.7 | 0 | 1495.3399 | 4726.5755 | 100 | 6221.9154 | 6221.98 | -0.064551
4648 | 100 | 0 | 474.61 | 0 | 0 | 0 | 0 | 0 | 0 | 0 | 0 | 1657.47 | 0 | 126.51 | 26.51 | 0 | 1495.3399 | 4726.5755 | 100 | 6221.9154 | 6221.98 | -0.064551
4649 | 84.42 | 0 | 471.18 | 0 | 0 | 0 | 0 | 0 | 0 | 0 | 0 | 1657.47 | 0 | 84.42 | 0 | 0 | 1495.3399 | 3990.1751 | 84.42 | 5485.515 | 5485.39 | 0.12498
4650 | 36.82 | 0 | 438.55 | 0 | 0 | 0 | 0 | 0 | 0 | 0 | 0 | 1657.47 | 0 | 36.82 | 0 | 0 | 1495.3399 | 1740.3251 | 36.82 | 3235.665 | 3235.82 | -0.15497
4651 | 7.87 | 0 | 388.15 | 0 | 0 | 0 | 0 | 0 | 0 | 0 | 0 | 1657.47 | 1.87 | 6 | 0 | 0 | 1495.3399 | 283.5945 | 6 | 1778.9345 | 1779 | -0.065548
4652 | 1.87 | 0 | 334.06 | 0 | 0 | 0 | 0 | 0 | 0 | 0 | 0 | 1657.47 | 1.87 | 0 | 0 | 0 | 1495.3399 | 0 | 0 | 1495.3399 | 1495.4 | -0.060079
4653 | 1.87 | 0 | 279.98 | 0 | 0 | 0 | 0 | 0 | 0 | 0 | 0 | 1657.47 | 1.87 | 0 | 0 | 0 | 1495.3399 | 0 | 0 | 1495.3399 | 1495.4 | -0.060079
4654 | 100 | 0 | 286.12 | 0 | 0 | 0 | 0 | 0 | 0 | 0 | 0 | 1657.47 | 100 | 0 | 0 | 0 | 1495.3399 | 0 | 0 | 1495.3399 | 1495.4 | -0.060079
4655 | 100 | 0 | 292.25 | 0 | 0 | 0 | 0 | 0 | 0 | 0 | 0 | 1657.47 | 100 | 0 | 0 | 0 | 1495.3399 | 0 | 0 | 1495.3399 | 1495.4 | -0.060079
4656 | 100 | 0 | 298.39 | 0 | 0 | 0 | 0 | 0 | 0 | 0 | 0 | 1657.47 | 100 | 0 | 0 | 0 | 1495.3399 | 0 | 0 | 1495.3399 | 1495.4 | -0.060079
4657 | 100 | 0 | 304.53 | 0 | 0 | 0 | 0 | 0 | 0 | 0 | 0 | 1657.47 | 100 | 0 | 0 | 0 | 1495.3399 | 0 | 0 | 1495.3399 | 1495.4 | -0.060079
4658 | 100 | 0 | 310.66 | 0 | 0 | 0 | 0 | 0 | 0 | 0 | 0 | 1657.47 | 100 | 0 | 0 | 0 | 1495.3399 | 0 | 0 | 1495.3399 | 1495.4 | -0.060079
4659 | 100 | 0 | 316.8 | 0 | 0 | 0 | 0 | 0 | 0 | 0 | 0 | 1657.47 | 100 | 0 | 0 | 0 | 1495.3399 | 0 | 0 | 1495.3399 | 1495.4 | -0.060079
4660 | 100 | 0 | 322.93 | 0 | 0 | 0 | 0 | 0 | 0 | 0 | 0 | 1657.47 | 100 | 0 | 0 | 0 | 1495.3399 | 0 | 0 | 1495.3399 | 1495.4 | -0.060079
4661 | 100 | 0 | 329.07 | 0 | 0 | 0 | 0 | 0 | 0 | 0 | 0 | 1657.47 | 100 | 0 | 0 | 0 | 1495.3399 | 0 | 0 | 1495.3399 | 1495.4 | -0.060079
4662 | 100 | 0 | 335.21 | 0 | 0 | 0 | 0 | 0 | 0 | 0 | 0 | 1657.47 | 96.29 | 3.71 | 0 | 0 | 1495.3399 | 175.356 | 3.71 | 1670.6959 | 1670.55 | 0.14587
4663 | 100 | 0 | 341.34 | 0 | 0 | 0 | 0 | 0 | 0 | 0 | 0 | 1657.47 | 80.84 | 19.16 | 0 | 0 | 1495.3399 | 905.6119 | 19.16 | 2400.9518 | 2401.15 | -0.19821
4664 | 100 | 0 | 347.48 | 0 | 0 | 0 | 0 | 0 | 0 | 0 | 0 | 1657.47 | 32.97 | 67.03 | 0 | 0 | 1495.3399 | 3168.2236 | 67.03 | 4663.5635 | 4663.44 | 0.1235
4665 | 100 | 0 | 353.62 | 0 | 0 | 0 | 0 | 0 | 0 | 0 | 0 | 1657.47 | 0 | 114.46 | 14.46 | 0 | 1495.3399 | 4726.5755 | 100 | 6221.9154 | 6221.98 | -0.064551
4666 | 100 | 0 | 359.75 | 0 | 0 | 0 | 0 | 0 | 0 | 0 | 0 | 1657.47 | 0 | 149.76 | 49.76 | 0 | 1495.3399 | 4726.5755 | 100 | 6221.9154 | 6221.98 | -0.064551
4667 | 100 | 0 | 365.89 | 0 | 0 | 0 | 0 | 0 | 0 | 0 | 0 | 1657.47 | 0 | 173.48 | 73.48 | 0 | 1495.3399 | 4726.5755 | 100 | 6221.9154 | 6221.98 | -0.064551
4668 | 100 | 0 | 372.02 | 0 | 0 | 0 | 0 | 0 | 0 | 0 | 0 | 1657.47 | 0 | 185.55 | 85.55 | 0 | 1495.3399 | 4726.5755 | 100 | 6221.9154 | 6221.98 | -0.064551
4669 | 100 | 0 | 378.16 | 0 | 0 | 0 | 0 | 0 | 0 | 0 | 0 | 1657.47 | 0 | 186.75 | 86.75 | 0 | 1495.3399 | 4726.5755 | 100 | 6221.9154 | 6221.98 | -0.064551
4670 | 100 | 0 | 384.3 | 0 | 0 | 0 | 0 | 0 | 0 | 0 | 0 | 1657.47 | 0 | 177.62 | 77.62 | 0 | 1495.3399 | 4726.5755 | 100 | 6221.9154 | 6221.98 | -0.064551
4671 | 100 | 0 | 390.43 | 0 | 0 | 0 | 0 | 0 | 0 | 0 | 0 | 1657.47 | 0 | 158.43 | 58.43 | 0 | 1495.3399 | 4726.5755 | 100 | 6221.9154 | 6221.98 | -0.064551
4672 | 100 | 0 | 396.57 | 0 | 0 | 0 | 0 | 0 | 0 | 0 | 0 | 1657.47 | 0 | 127.55 | 27.55 | 0 | 1495.3399 | 4726.5755 | 100 | 6221.9154 | 6221.98 | -0.064551
4673 | 85.87 | 0 | 394.03 | 0 | 0 | 0 | 0 | 0 | 0 | 0 | 0 | 1657.47 | 0 | 85.87 | 0 | 0 | 1495.3399 | 4058.7104 | 85.87 | 5554.0503 | 5554.11 | -0.059673
4674 | 37.69 | 0 | 361.93 | 0 | 0 | 0 | 0 | 0 | 0 | 0 | 0 | 1657.47 | 0 | 37.69 | 0 | 0 | 1495.3399 | 1781.4463 | 37.69 | 3276.7862 | 3276.76 | 0.026237
4675 | 8.14 | 0 | 311.7 | 0 | 0 | 0 | 0 | 0 | 0 | 0 | 0 | 1657.47 | 1.87 | 6.27 | 0 | 0 | 1495.3399 | 296.3563 | 6.27 | 1791.6962 | 1791.71 | -0.013794
4676 | 1.87 | 0 | 257.61 | 0 | 0 | 0 | 0 | 0 | 0 | 0 | 0 | 1657.47 | 1.87 | 0 | 0 | 0 | 1495.3399 | 0 | 0 | 1495.3399 | 1495.4 | -0.060079
4677 | 1.87 | 0 | 203.53 | 0 | 0 | 0 | 0 | 0 | 0 | 0 | 0 | 1657.47 | 1.87 | 0 | 0 | 0 | 1495.3399 | 0 | 0 | 1495.3399 | 1495.4 | -0.060079
4678 | 100 | 0 | 209.66 | 0 | 0 | 0 | 0 | 0 | 0 | 0 | 0 | 1657.47 | 100 | 0 | 0 | 0 | 1495.3399 | 0 | 0 | 1495.3399 | 1495.4 | -0.060079
4679 | 100 | 0 | 215.8 | 0 | 0 | 0 | 0 | 0 | 0 | 0 | 0 | 1657.47 | 100 | 0 | 0 | 0 | 1495.3399 | 0 | 0 | 1495.3399 | 1495.4 | -0.060079
4680 | 100 | 0 | 221.94 | 0 | 0 | 0 | 0 | 0 | 0 | 0 | 0 | 1657.47 | 100 | 0 | 0 | 0 | 1495.3399 | 0 | 0 | 1495.3399 | 1495.4 | -0.060079
4681 | 100 | 0 | 228.07 | 0 | 0 | 0 | 0 | 0 | 0 | 0 | 0 | 1657.47 | 100 | 0 | 0 | 0 | 1495.3399 | 0 | 0 | 1495.3399 | 1495.4 | -0.060079
4682 | 100 | 0 | 234.21 | 0 | 0 | 0 | 0 | 0 | 0 | 0 | 0 | 1657.47 | 100 | 0 | 0 | 0 | 1495.3399 | 0 | 0 | 1495.3399 | 1495.4 | -0.060079
4683 | 100 | 0 | 240.35 | 0 | 0 | 0 | 0 | 0 | 0 | 0 | 0 | 1657.47 | 100 | 0 | 0 | 0 | 1495.3399 | 0 | 0 | 1495.3399 | 1495.4 | -0.060079
4684 | 100 | 0 | 246.48 | 0 | 0 | 0 | 0 | 0 | 0 | 0 | 0 | 1657.47 | 100 | 0 | 0 | 0 | 1495.3399 | 0 | 0 | 1495.3399 | 1495.4 | -0.060079
4685 | 100 | 0 | 252.62 | 0 | 0 | 0 | 0 | 0 | 0 | 0 | 0 | 1657.47 | 100 | 0 | 0 | 0 | 1495.3399 | 0 | 0 | 1495.3399 | 1495.4 | -0.060079
4686 | 100 | 0 | 258.75 | 0 | 0 | 0 | 0 | 0 | 0 | 0 | 0 | 1657.47 | 95.78 | 4.22 | 0 | 0 | 1495.3399 | 199.4615 | 4.22 | 1694.8014 | 1694.72 | 0.081408
4687 | 100 | 0 | 264.89 | 0 | 0 | 0 | 0 | 0 | 0 | 0 | 0 | 1657.47 | 80.31 | 19.69 | 0 | 0 | 1495.3399 | 930.6627 | 19.69 | 2426.0026 | 2426.28 | -0.27736
4688 | 100 | 0 | 271.03 | 0 | 0 | 0 | 0 | 0 | 0 | 0 | 0 | 1657.47 | 31.49 | 68.51 | 0 | 0 | 1495.3399 | 3238.1769 | 68.51 | 4733.5168 | 4733.49 | 0.026815
4689 | 100 | 0 | 277.16 | 0 | 0 | 0 | 0 | 0 | 0 | 0 | 0 | 1657.47 | 0 | 117.87 | 17.87 | 0 | 1495.3399 | 4726.5755 | 100 | 6221.9154 | 6221.98 | -0.064551
4690 | 100 | 0 | 283.3 | 0 | 0 | 0 | 0 | 0 | 0 | 0 | 0 | 1657.47 | 0 | 156.18 | 56.18 | 0 | 1495.3399 | 4726.5755 | 100 | 6221.9154 | 6221.98 | -0.064551
4691 | 100 | 0 | 289.44 | 0 | 0 | 0 | 0 | 0 | 0 | 0 | 0 | 1657.47 | 0 | 181.91 | 81.91 | 0 | 1495.3399 | 4726.5755 | 100 | 6221.9154 | 6221.98 | -0.064551
4692 | 100 | 0 | 295.57 | 0 | 0 | 0 | 0 | 0 | 0 | 0 | 0 | 1657.47 | 0 | 183.44 | 83.44 | 0 | 1495.3399 | 4726.5755 | 100 | 6221.9154 | 6221.98 | -0.064551
4693 | 100 | 0 | 301.71 | 0 | 0 | 0 | 0 | 0 | 0 | 0 | 0 | 1657.47 | 0 | 183.32 | 83.32 | 0 | 1495.3399 | 4726.5755 | 100 | 6221.9154 | 6221.98 | -0.064551
4694 | 100 | 0 | 307.84 | 0 | 0 | 0 | 0 | 0 | 0 | 0 | 0 | 1657.47 | 0 | 187.11 | 87.11 | 0 | 1495.3399 | 4726.5755 | 100 | 6221.9154 | 6221.98 | -0.064551
4695 | 100 | 0 | 313.98 | 0 | 0 | 0 | 0 | 0 | 0 | 0 | 0 | 1657.47 | 0 | 166.18 | 66.18 | 0 | 1495.3399 | 4726.5755 | 100 | 6221.9154 | 6221.98 | -0.064551
4696 | 100 | 0 | 320.12 | 0 | 0 | 0 | 0 | 0 | 0 | 0 | 0 | 1657.47 | 0 | 124.5 | 24.5 | 0 | 1495.3399 | 4726.5755 | 100 | 6221.9154 | 6221.98 | -0.064551
4697 | 100 | 0 | 326.25 | 0 | 0 | 0 | 0 | 0 | 0 | 0 | 0 | 1657.47 | 17.14 | 82.86 | 0 | 0 | 1495.3399 | 3916.4405 | 82.86 | 5411.7804 | 5411.94 | -0.1596
4698 | 100 | 0 | 332.39 | 0 | 0 | 0 | 0 | 0 | 0 | 0 | 0 | 1657.47 | 61.41 | 38.59 | 0 | 0 | 1495.3399 | 1823.9855 | 38.59 | 3319.3254 | 3319.39 | -0.064583
4699 | 100 | 0 | 338.53 | 0 | 0 | 0 | 0 | 0 | 0 | 0 | 0 | 1657.47 | 93.03 | 6.97 | 0 | 0 | 1495.3399 | 329.4423 | 6.97 | 1824.7822 | 1824.63 | 0.15223
4700 | 100 | 0 | 344.66 | 0 | 0 | 0 | 0 | 0 | 0 | 0 | 0 | 1657.47 | 100 | 0 | 0 | 0 | 1495.3399 | 0 | 0 | 1495.3399 | 1495.4 | -0.060079
4701 | 100 | 0 | 350.8 | 0 | 0 | 0 | 0 | 0 | 0 | 0 | 0 | 1657.47 | 100 | 0 | 0 | 0 | 1495.3399 | 0 | 0 | 1495.3399 | 1495.4 | -0.060079
4702 | 100 | 0 | 356.93 | 0 | 0 | 0 | 0 | 0 | 0 | 0 | 0 | 1657.47 | 100 | 0 | 0 | 0 | 1495.3399 | 0 | 0 | 1495.3399 | 1495.4 | -0.060079
4703 | 100 | 0 | 363.07 | 0 | 0 | 0 | 0 | 0 | 0 | 0 | 0 | 1657.47 | 100 | 0 | 0 | 0 | 1495.3399 | 0 | 0 | 1495.3399 | 1495.4 | -0.060079
4704 | 100 | 0 | 369.21 | 0 | 0 | 0 | 0 | 0 | 0 | 0 | 0 | 1657.47 | 100 | 0 | 0 | 0 | 1495.3399 | 0 | 0 | 1495.3399 | 1495.4 | -0.060079
4705 | 100 | 0 | 375.34 | 0 | 0 | 0 | 0 | 0 | 0 | 0 | 0 | 1657.47 | 100 | 0 | 0 | 0 | 1495.3399 | 0 | 0 | 1495.3399 | 1495.4 | -0.060079
4706 | 100 | 0 | 381.48 | 0 | 0 | 0 | 0 | 0 | 0 | 0 | 0 | 1657.47 | 100 | 0 | 0 | 0 | 1495.3399 | 0 | 0 | 1495.3399 | 1495.4 | -0.060079
4707 | 100 | 0 | 387.62 | 0 | 0 | 0 | 0 | 0 | 0 | 0 | 0 | 1657.47 | 100 | 0 | 0 | 0 | 1495.3399 | 0 | 0 | 1495.3399 | 1495.4 | -0.060079
4708 | 100 | 0 | 393.75 | 0 | 0 | 0 | 0 | 0 | 0 | 0 | 0 | 1657.47 | 100 | 0 | 0 | 0 | 1495.3399 | 0 | 0 | 1495.3399 | 1495.4 | -0.060079
4709 | 100 | 0 | 399.89 | 0 | 0 | 0 | 0 | 0 | 0 | 0 | 0 | 1657.47 | 100 | 0 | 0 | 0 | 1495.3399 | 0 | 0 | 1495.3399 | 1495.4 | -0.060079
4710 | 100 | 0 | 406.02 | 0 | 0 | 0 | 0 | 0 | 0 | 0 | 0 | 1657.47 | 95.75 | 4.25 | 0 | 0 | 1495.3399 | 200.8795 | 4.25 | 1696.2194 | 1696.25 | -0.030619
4711 | 100 | 0 | 412.16 | 0 | 0 | 0 | 0 | 0 | 0 | 0 | 0 | 1657.47 | 80.28 | 19.72 | 0 | 0 | 1495.3399 | 932.0807 | 19.72 | 2427.4206 | 2427.65 | -0.22939
4712 | 100 | 0 | 418.3 | 0 | 0 | 0 | 0 | 0 | 0 | 0 | 0 | 1657.47 | 31.79 | 68.21 | 0 | 0 | 1495.3399 | 3223.9972 | 68.21 | 4719.3371 | 4719.31 | 0.027089
4713 | 100 | 0 | 424.43 | 0 | 0 | 0 | 0 | 0 | 0 | 0 | 0 | 1657.47 | 0 | 117.83 | 17.83 | 0 | 1495.3399 | 4726.5755 | 100 | 6221.9154 | 6221.98 | -0.064551
4714 | 100 | 0 | 430.57 | 0 | 0 | 0 | 0 | 0 | 0 | 0 | 0 | 1657.47 | 0 | 156.28 | 56.28 | 0 | 1495.3399 | 4726.5755 | 100 | 6221.9154 | 6221.98 | -0.064551
4715 | 100 | 0 | 436.71 | 0 | 0 | 0 | 0 | 0 | 0 | 0 | 0 | 1657.47 | 0 | 182.32 | 82.32 | 0 | 1495.3399 | 4726.5755 | 100 | 6221.9154 | 6221.98 | -0.064551
4716 | 100 | 0 | 442.84 | 0 | 0 | 0 | 0 | 0 | 0 | 0 | 0 | 1657.47 | 0 | 196.07 | 96.07 | 0 | 1495.3399 | 4726.5755 | 100 | 6221.9154 | 6221.98 | -0.064551
4717 | 100 | 0 | 448.98 | 0 | 0 | 0 | 0 | 0 | 0 | 0 | 0 | 1657.47 | 0 | 198.12 | 98.12 | 0 | 1495.3399 | 4726.5755 | 100 | 6221.9154 | 6221.98 | -0.064551
4718 | 100 | 0 | 455.11 | 0 | 0 | 0 | 0 | 0 | 0 | 0 | 0 | 1657.47 | 0 | 187.48 | 87.48 | 0 | 1495.3399 | 4726.5755 | 100 | 6221.9154 | 6221.98 | -0.064551
4719 | 100 | 0 | 461.25 | 0 | 0 | 0 | 0 | 0 | 0 | 0 | 0 | 1657.47 | 0 | 166.85 | 66.85 | 0 | 1495.3399 | 4726.5755 | 100 | 6221.9154 | 6221.98 | -0.064551
4720 | 100 | 0 | 467.39 | 0 | 0 | 0 | 0 | 0 | 0 | 0 | 0 | 1657.47 | 0 | 133.72 | 33.72 | 0 | 1495.3399 | 4726.5755 | 100 | 6221.9154 | 6221.98 | -0.064551
4721 | 100 | 0 | 473.52 | 0 | 0 | 0 | 0 | 0 | 0 | 0 | 0 | 1657.47 | 10.55 | 89.45 | 0 | 0 | 1495.3399 | 4227.9218 | 89.45 | 5723.2617 | 5723.51 | -0.24827
4722 | 100 | 0 | 479.66 | 0 | 0 | 0 | 0 | 0 | 0 | 0 | 0 | 1657.47 | 61.01 | 38.99 | 0 | 0 | 1495.3399 | 1842.8918 | 38.99 | 3338.2317 | 3338.48 | -0.24828
4723 | 100 | 0 | 485.8 | 0 | 0 | 0 | 0 | 0 | 0 | 0 | 0 | 1657.47 | 93.74 | 6.26 | 0 | 0 | 1495.3399 | 295.8836 | 6.26 | 1791.2235 | 1791.26 | -0.036451
4724 | 100 | 0 | 491.93 | 0 | 0 | 0 | 0 | 0 | 0 | 0 | 0 | 1657.47 | 100 | 0 | 0 | 0 | 1495.3399 | 0 | 0 | 1495.3399 | 1495.4 | -0.060079
4725 | 100 | 0 | 498.07 | 0 | 0 | 0 | 0 | 0 | 0 | 0 | 0 | 1657.47 | 100 | 0 | 0 | 0 | 1495.3399 | 0 | 0 | 1495.3399 | 1495.4 | -0.060079
4726 | 100 | 0 | 504.2 | 0 | 0 | 0 | 0 | 0 | 0 | 0 | 0 | 1657.47 | 100 | 0 | 0 | 0 | 1495.3399 | 0 | 0 | 1495.3399 | 1495.4 | -0.060079
4727 | 100 | 0 | 510.34 | 0 | 0 | 0 | 0 | 0 | 0 | 0 | 0 | 1657.47 | 100 | 0 | 0 | 0 | 1495.3399 | 0 | 0 | 1495.3399 | 1495.4 | -0.060079
4728 | 100 | 0 | 516.48 | 0 | 0 | 0 | 0 | 0 | 0 | 0 | 0 | 1657.47 | 100 | 0 | 0 | 0 | 1495.3399 | 0 | 0 | 1495.3399 | 1495.4 | -0.060079
4729 | 100 | 0 | 522.61 | 0 | 0 | 0 | 0 | 0 | 0 | 0 | 0 | 1657.47 | 100 | 0 | 0 | 0 | 1495.3399 | 0 | 0 | 1495.3399 | 1495.4 | -0.060079
4730 | 100 | 0 | 528.75 | 0 | 0 | 0 | 0 | 0 | 0 | 0 | 0 | 1657.47 | 100 | 0 | 0 | 0 | 1495.3399 | 0 | 0 | 1495.3399 | 1495.4 | -0.060079
4731 | 100 | 0 | 534.89 | 0 | 0 | 0 | 0 | 0 | 0 | 0 | 0 | 1657.47 | 100 | 0 | 0 | 0 | 1495.3399 | 0 | 0 | 1495.3399 | 1495.4 | -0.060079
4732 | 100 | 0 | 541.02 | 0 | 0 | 0 | 0 | 0 | 0 | 0 | 0 | 1657.47 | 100 | 0 | 0 | 0 | 1495.3399 | 0 | 0 | 1495.3399 | 1495.4 | -0.060079
4733 | 100 | 0 | 547.16 | 0 | 0 | 0 | 0 | 0 | 0 | 0 | 0 | 1657.47 | 100 | 0 | 0 | 0 | 1495.3399 | 0 | 0 | 1495.3399 | 1495.4 | -0.060079
4734 | 100 | 0 | 553.29 | 0 | 0 | 0 | 0 | 0 | 0 | 0 | 0 | 1657.47 | 95.92 | 4.08 | 0 | 0 | 1495.3399 | 192.8443 | 4.08 | 1688.1842 | 1688.29 | -0.1058
4735 | 100 | 0 | 559.43 | 0 | 0 | 0 | 0 | 0 | 0 | 0 | 0 | 1657.47 | 80.8 | 19.2 | 0 | 0 | 1495.3399 | 907.5025 | 19.2 | 2402.8424 | 2402.96 | -0.11758
4736 | 100 | 0 | 565.57 | 0 | 0 | 0 | 0 | 0 | 0 | 0 | 0 | 1657.47 | 31.05 | 68.95 | 0 | 0 | 1495.3399 | 3258.9738 | 68.95 | 4754.3137 | 4754.19 | 0.12375
4737 | 100 | 0 | 571.7 | 0 | 0 | 0 | 0 | 0 | 0 | 0 | 0 | 1657.47 | 0 | 120.39 | 20.39 | 0 | 1495.3399 | 4726.5755 | 100 | 6221.9154 | 6221.98 | -0.064551
4738 | 100 | 0 | 577.84 | 0 | 0 | 0 | 0 | 0 | 0 | 0 | 0 | 1657.47 | 0 | 160.34 | 60.34 | 0 | 1495.3399 | 4726.5755 | 100 | 6221.9154 | 6221.98 | -0.064551
4739 | 100 | 0 | 583.98 | 0 | 0 | 0 | 0 | 0 | 0 | 0 | 0 | 1657.47 | 0 | 187.96 | 87.96 | 0 | 1495.3399 | 4726.5755 | 100 | 6221.9154 | 6221.98 | -0.064551
4740 | 100 | 0 | 590.11 | 0 | 0 | 0 | 0 | 0 | 0 | 0 | 0 | 1657.47 | 0 | 200 | 100 | 0 | 1495.3399 | 4726.5755 | 100 | 6221.9154 | 6221.98 | -0.064551
4741 | 100 | 0 | 596.25 | 0 | 0 | 0 | 0 | 0 | 0 | 0 | 0 | 1657.47 | 0 | 200 | 100 | 0 | 1495.3399 | 4726.5755 | 100 | 6221.9154 | 6221.98 | -0.064551
4742 | 100 | 0 | 602.38 | 0 | 0 | 0 | 0 | 0 | 0 | 0 | 0 | 1657.47 | 0 | 195.42 | 95.42 | 0 | 1495.3399 | 4726.5755 | 100 | 6221.9154 | 6221.98 | -0.064551
4743 | 100 | 0 | 608.52 | 0 | 0 | 0 | 0 | 0 | 0 | 0 | 0 | 1657.47 | 0 | 172.8 | 72.8 | 0 | 1495.3399 | 4726.5755 | 100 | 6221.9154 | 6221.98 | -0.064551
4744 | 100 | 0 | 614.66 | 0 | 0 | 0 | 0 | 0 | 0 | 0 | 0 | 1657.47 | 0 | 137.68 | 37.68 | 0 | 1495.3399 | 4726.5755 | 100 | 6221.9154 | 6221.98 | -0.064551
4745 | 91.19 | 0 | 615.39 | 0 | 0 | 0 | 0 | 0 | 0 | 0 | 0 | 1657.47 | 0 | 91.19 | 0 | 0 | 1495.3399 | 4310.1642 | 91.19 | 5805.5041 | 5805.76 | -0.25586
4746 | 39.27 | 0 | 584.26 | 0 | 0 | 0 | 0 | 0 | 0 | 0 | 0 | 1657.47 | 0 | 39.27 | 0 | 0 | 1495.3399 | 1856.1262 | 39.27 | 3351.4661 | 3351.53 | -0.063869
4747 | 8.09 | 0 | 533.99 | 0 | 0 | 0 | 0 | 0 | 0 | 0 | 0 | 1657.47 | 1.87 | 6.22 | 0 | 0 | 1495.3399 | 293.993 | 6.22 | 1789.3329 | 1789.36 | -0.027082
4748 | 1.87 | 0 | 479.91 | 0 | 0 | 0 | 0 | 0 | 0 | 0 | 0 | 1657.47 | 1.87 | 0 | 0 | 0 | 1495.3399 | 0 | 0 | 1495.3399 | 1495.4 | -0.060079
4749 | 1.87 | 0 | 425.82 | 0 | 0 | 0 | 0 | 0 | 0 | 0 | 0 | 1657.47 | 1.87 | 0 | 0 | 0 | 1495.3399 | 0 | 0 | 1495.3399 | 1495.4 | -0.060079
4750 | 100 | 0 | 431.96 | 0 | 0 | 0 | 0 | 0 | 0 | 0 | 0 | 1657.47 | 100 | 0 | 0 | 0 | 1495.3399 | 0 | 0 | 1495.3399 | 1495.4 | -0.060079
4751 | 100 | 0 | 438.1 | 0 | 0 | 0 | 0 | 0 | 0 | 0 | 0 | 1657.47 | 100 | 0 | 0 | 0 | 1495.3399 | 0 | 0 | 1495.3399 | 1495.4 | -0.060079
4752 | 100 | 0 | 444.23 | 0 | 0 | 0 | 0 | 0 | 0 | 0 | 0 | 1657.47 | 100 | 0 | 0 | 0 | 1495.3399 | 0 | 0 | 1495.3399 | 1495.4 | -0.060079
4753 | 100 | 0 | 450.37 | 0 | 0 | 0 | 0 | 0 | 0 | 0 | 0 | 1657.47 | 100 | 0 | 0 | 0 | 1495.3399 | 0 | 0 | 1495.3399 | 1495.4 | -0.060079
4754 | 100 | 0 | 456.5 | 0 | 0 | 0 | 0 | 0 | 0 | 0 | 0 | 1657.47 | 100 | 0 | 0 | 0 | 1495.3399 | 0 | 0 | 1495.3399 | 1495.4 | -0.060079
4755 | 100 | 0 | 462.64 | 0 | 0 | 0 | 0 | 0 | 0 | 0 | 0 | 1657.47 | 100 | 0 | 0 | 0 | 1495.3399 | 0 | 0 | 1495.3399 | 1495.4 | -0.060079
4756 | 100 | 0 | 468.78 | 0 | 0 | 0 | 0 | 0 | 0 | 0 | 0 | 1657.47 | 100 | 0 | 0 | 0 | 1495.3399 | 0 | 0 | 1495.3399 | 1495.4 | -0.060079
4757 | 100 | 0 | 474.91 | 0 | 0 | 0 | 0 | 0 | 0 | 0 | 0 | 1657.47 | 100 | 0 | 0 | 0 | 1495.3399 | 0 | 0 | 1495.3399 | 1495.4 | -0.060079
4758 | 100 | 0 | 481.05 | 0 | 0 | 0 | 0 | 0 | 0 | 0 | 0 | 1657.47 | 96.55 | 3.45 | 0 | 0 | 1495.3399 | 163.0669 | 3.45 | 1658.4068 | 1658.5 | -0.093224
4759 | 100 | 0 | 487.18 | 0 | 0 | 0 | 0 | 0 | 0 | 0 | 0 | 1657.47 | 81.22 | 18.77 | 0 | 0 | 1495.3399 | 887.1782 | 18.77 | 2382.5181 | 2382.82 | -0.30185
4760 | 100 | 0 | 493.32 | 0 | 0 | 0 | 0 | 0 | 0 | 0 | 0 | 1657.47 | 32.02 | 67.98 | 0 | 0 | 1495.3399 | 3213.126 | 67.98 | 4708.466 | 4708.53 | -0.064035
4761 | 100 | 0 | 499.46 | 0 | 0 | 0 | 0 | 0 | 0 | 0 | 0 | 1657.47 | 0 | 118.29 | 18.29 | 0 | 1495.3399 | 4726.5755 | 100 | 6221.9154 | 6221.98 | -0.064551
4762 | 100 | 0 | 505.59 | 0 | 0 | 0 | 0 | 0 | 0 | 0 | 0 | 1657.47 | 0 | 158.22 | 58.22 | 0 | 1495.3399 | 4726.5755 | 100 | 6221.9154 | 6221.98 | -0.064551
4763 | 100 | 0 | 511.73 | 0 | 0 | 0 | 0 | 0 | 0 | 0 | 0 | 1657.47 | 0 | 185.32 | 85.32 | 0 | 1495.3399 | 4726.5755 | 100 | 6221.9154 | 6221.98 | -0.064551
4764 | 100 | 0 | 517.87 | 0 | 0 | 0 | 0 | 0 | 0 | 0 | 0 | 1657.47 | 0 | 199.17 | 99.17 | 0 | 1495.3399 | 4726.5755 | 100 | 6221.9154 | 6221.98 | -0.064551
4765 | 100 | 0 | 524 | 0 | 0 | 0 | 0 | 0 | 0 | 0 | 0 | 1657.47 | 0 | 200 | 100 | 0 | 1495.3399 | 4726.5755 | 100 | 6221.9154 | 6221.98 | -0.064551
4766 | 100 | 0 | 530.14 | 0 | 0 | 0 | 0 | 0 | 0 | 0 | 0 | 1657.47 | 0 | 191.1 | 91.1 | 0 | 1495.3399 | 4726.5755 | 100 | 6221.9154 | 6221.98 | -0.064551
4767 | 100 | 0 | 536.27 | 0 | 0 | 0 | 0 | 0 | 0 | 0 | 0 | 1657.47 | 0 | 168.94 | 68.94 | 0 | 1495.3399 | 4726.5755 | 100 | 6221.9154 | 6221.98 | -0.064551
4768 | 100 | 0 | 542.41 | 0 | 0 | 0 | 0 | 0 | 0 | 0 | 0 | 1657.47 | 0 | 135.09 | 35.09 | 0 | 1495.3399 | 4726.5755 | 100 | 6221.9154 | 6221.98 | -0.064551
4769 | 89.89 | 0 | 542.34 | 0 | 0 | 0 | 0 | 0 | 0 | 0 | 0 | 1657.47 | 0 | 89.89 | 0 | 0 | 1495.3399 | 4248.7187 | 89.89 | 5744.0587 | 5744.22 | -0.16134
4770 | 37.97 | 0 | 510.42 | 0 | 0 | 0 | 0 | 0 | 0 | 0 | 0 | 1657.47 | 0 | 37.97 | 0 | 0 | 1495.3399 | 1794.6807 | 37.97 | 3290.0206 | 3290.27 | -0.24935
4771 | 7.27 | 0 | 459.65 | 0 | 0 | 0 | 0 | 0 | 0 | 0 | 0 | 1657.47 | 1.87 | 5.4 | 0 | 0 | 1495.3399 | 255.2351 | 5.4 | 1750.575 | 1750.69 | -0.115
4772 | 1.87 | 0 | 405.56 | 0 | 0 | 0 | 0 | 0 | 0 | 0 | 0 | 1657.47 | 1.87 | 0 | 0 | 0 | 1495.3399 | 0 | 0 | 1495.3399 | 1495.4 | -0.060079
4773 | 1.87 | 0 | 351.48 | 0 | 0 | 0 | 0 | 0 | 0 | 0 | 0 | 1657.47 | 1.87 | 0 | 0 | 0 | 1495.3399 | 0 | 0 | 1495.3399 | 1495.4 | -0.060079
4774 | 100 | 0 | 357.62 | 0 | 0 | 0 | 0 | 0 | 0 | 0 | 0 | 1657.47 | 100 | 0 | 0 | 0 | 1495.3399 | 0 | 0 | 1495.3399 | 1495.4 | -0.060079
4775 | 100 | 0 | 363.75 | 0 | 0 | 0 | 0 | 0 | 0 | 0 | 0 | 1657.47 | 100 | 0 | 0 | 0 | 1495.3399 | 0 | 0 | 1495.3399 | 1495.4 | -0.060079
4776 | 100 | 0 | 369.89 | 0 | 0 | 0 | 0 | 0 | 0 | 0 | 0 | 1657.47 | 100 | 0 | 0 | 0 | 1495.3399 | 0 | 0 | 1495.3399 | 1495.4 | -0.060079
4777 | 100 | 0 | 376.03 | 0 | 0 | 0 | 0 | 0 | 0 | 0 | 0 | 1657.47 | 100 | 0 | 0 | 0 | 1495.3399 | 0 | 0 | 1495.3399 | 1495.4 | -0.060079
4778 | 100 | 0 | 382.16 | 0 | 0 | 0 | 0 | 0 | 0 | 0 | 0 | 1657.47 | 100 | 0 | 0 | 0 | 1495.3399 | 0 | 0 | 1495.3399 | 1495.4 | -0.060079
4779 | 100 | 0 | 388.3 | 0 | 0 | 0 | 0 | 0 | 0 | 0 | 0 | 1657.47 | 100 | 0 | 0 | 0 | 1495.3399 | 0 | 0 | 1495.3399 | 1495.4 | -0.060079
4780 | 100 | 0 | 394.43 | 0 | 0 | 0 | 0 | 0 | 0 | 0 | 0 | 1657.47 | 100 | 0 | 0 | 0 | 1495.3399 | 0 | 0 | 1495.3399 | 1495.4 | -0.060079
4781 | 100 | 0 | 400.57 | 0 | 0 | 0 | 0 | 0 | 0 | 0 | 0 | 1657.47 | 100 | 0 | 0 | 0 | 1495.3399 | 0 | 0 | 1495.3399 | 1495.4 | -0.060079
4782 | 100 | 0 | 406.71 | 0 | 0 | 0 | 0 | 0 | 0 | 0 | 0 | 1657.47 | 96.93 | 3.07 | 0 | 0 | 1495.3399 | 145.1059 | 3.07 | 1640.4458 | 1640.61 | -0.16421
4783 | 100 | 0 | 412.84 | 0 | 0 | 0 | 0 | 0 | 0 | 0 | 0 | 1657.47 | 81.61 | 18.39 | 0 | 0 | 1495.3399 | 869.2172 | 18.39 | 2364.5572 | 2364.41 | 0.14716
4784 | 100 | 0 | 418.98 | 0 | 0 | 0 | 0 | 0 | 0 | 0 | 0 | 1657.47 | 30.91 | 69.09 | 0 | 0 | 1495.3399 | 3265.591 | 69.09 | 4760.931 | 4760.81 | 0.12095
4785 | 100 | 0 | 425.12 | 0 | 0 | 0 | 0 | 0 | 0 | 0 | 0 | 1657.47 | 0 | 119.64 | 19.64 | 0 | 1495.3399 | 4726.5755 | 100 | 6221.9154 | 6221.98 | -0.064551
4786 | 100 | 0 | 431.25 | 0 | 0 | 0 | 0 | 0 | 0 | 0 | 0 | 1657.47 | 0 | 159.01 | 59.01 | 0 | 1495.3399 | 4726.5755 | 100 | 6221.9154 | 6221.98 | -0.064551
4787 | 100 | 0 | 437.39 | 0 | 0 | 0 | 0 | 0 | 0 | 0 | 0 | 1657.47 | 0 | 185.91 | 85.91 | 0 | 1495.3399 | 4726.5755 | 100 | 6221.9154 | 6221.98 | -0.064551
4788 | 100 | 0 | 443.52 | 0 | 0 | 0 | 0 | 0 | 0 | 0 | 0 | 1657.47 | 0 | 200 | 100 | 0 | 1495.3399 | 4726.5755 | 100 | 6221.9154 | 6221.98 | -0.064551
4789 | 100 | 0 | 449.66 | 0 | 0 | 0 | 0 | 0 | 0 | 0 | 0 | 1657.47 | 0 | 200 | 100 | 0 | 1495.3399 | 4726.5755 | 100 | 6221.9154 | 6221.98 | -0.064551
4790 | 100 | 0 | 455.8 | 0 | 0 | 0 | 0 | 0 | 0 | 0 | 0 | 1657.47 | 0 | 190.93 | 90.93 | 0 | 1495.3399 | 4726.5755 | 100 | 6221.9154 | 6221.98 | -0.064551
4791 | 100 | 0 | 461.93 | 0 | 0 | 0 | 0 | 0 | 0 | 0 | 0 | 1657.47 | 0 | 168.02 | 68.02 | 0 | 1495.3399 | 4726.5755 | 100 | 6221.9154 | 6221.98 | -0.064551
4792 | 100 | 0 | 468.07 | 0 | 0 | 0 | 0 | 0 | 0 | 0 | 0 | 1657.47 | 0 | 134.33 | 34.33 | 0 | 1495.3399 | 4726.5755 | 100 | 6221.9154 | 6221.98 | -0.064551
4793 | 89.28 | 0 | 467.63 | 0 | 0 | 0 | 0 | 0 | 0 | 0 | 0 | 1657.47 | 0 | 89.28 | 0 | 0 | 1495.3399 | 4219.8866 | 89.28 | 5715.2266 | 5715.48 | -0.25345
4794 | 38.1 | 0 | 435.78 | 0 | 0 | 0 | 0 | 0 | 0 | 0 | 0 | 1657.47 | 0 | 38.1 | 0 | 0 | 1495.3399 | 1800.8253 | 38.1 | 3296.1652 | 3296.13 | 0.035197
4795 | 7.26 | 0 | 385 | 0 | 0 | 0 | 0 | 0 | 0 | 0 | 0 | 1657.47 | 1.87 | 5.39 | 0 | 0 | 1495.3399 | 254.7624 | 5.39 | 1750.1023 | 1750.15 | -0.047658
4796 | 1.87 | 0 | 330.92 | 0 | 0 | 0 | 0 | 0 | 0 | 0 | 0 | 1657.47 | 1.87 | 0 | 0 | 0 | 1495.3399 | 0 | 0 | 1495.3399 | 1495.4 | -0.060079
4797 | 1.87 | 0 | 276.84 | 0 | 0 | 0 | 0 | 0 | 0 | 0 | 0 | 1657.47 | 1.87 | 0 | 0 | 0 | 1495.3399 | 0 | 0 | 1495.3399 | 1495.4 | -0.060079
4798 | 100 | 0 | 282.97 | 0 | 0 | 0 | 0 | 0 | 0 | 0 | 0 | 1657.47 | 100 | 0 | 0 | 0 | 1495.3399 | 0 | 0 | 1495.3399 | 1495.4 | -0.060079
4799 | 100 | 0 | 289.11 | 0 | 0 | 0 | 0 | 0 | 0 | 0 | 0 | 1657.47 | 100 | 0 | 0 | 0 | 1495.3399 | 0 | 0 | 1495.3399 | 1495.4 | -0.060079
4800 | 100 | 0 | 295.24 | 0 | 0 | 0 | 0 | 0 | 0 | 0 | 0 | 1657.47 | 100 | 0 | 0 | 0 | 1495.3399 | 0 | 0 | 1495.3399 | 1495.4 | -0.060079
4801 | 100 | 0 | 301.38 | 0 | 0 | 0 | 0 | 0 | 0 | 0 | 0 | 1657.47 | 100 | 0 | 0 | 0 | 1495.3399 | 0 | 0 | 1495.3399 | 1495.4 | -0.060079
4802 | 100 | 0 | 307.52 | 0 | 0 | 0 | 0 | 0 | 0 | 0 | 0 | 1657.47 | 100 | 0 | 0 | 0 | 1495.3399 | 0 | 0 | 1495.3399 | 1495.4 | -0.060079
4803 | 100 | 0 | 313.65 | 0 | 0 | 0 | 0 | 0 | 0 | 0 | 0 | 1657.47 | 100 | 0 | 0 | 0 | 1495.3399 | 0 | 0 | 1495.3399 | 1495.4 | -0.060079
4804 | 100 | 0 | 319.79 | 0 | 0 | 0 | 0 | 0 | 0 | 0 | 0 | 1657.47 | 100 | 0 | 0 | 0 | 1495.3399 | 0 | 0 | 1495.3399 | 1495.4 | -0.060079
4805 | 100 | 0 | 325.93 | 0 | 0 | 0 | 0 | 0 | 0 | 0 | 0 | 1657.47 | 100 | 0 | 0 | 0 | 1495.3399 | 0 | 0 | 1495.3399 | 1495.4 | -0.060079
4806 | 100 | 0 | 332.06 | 0 | 0 | 0 | 0 | 0 | 0 | 0 | 0 | 1657.47 | 96.77 | 3.23 | 0 | 0 | 1495.3399 | 152.6684 | 3.23 | 1648.0083 | 1647.91 | 0.09831
4807 | 100 | 0 | 338.2 | 0 | 0 | 0 | 0 | 0 | 0 | 0 | 0 | 1657.47 | 82.14 | 17.86 | 0 | 0 | 1495.3399 | 844.1664 | 17.86 | 2339.5063 | 2339.71 | -0.20369
4808 | 100 | 0 | 344.33 | 0 | 0 | 0 | 0 | 0 | 0 | 0 | 0 | 1657.47 | 31.64 | 68.36 | 0 | 0 | 1495.3399 | 3231.087 | 68.36 | 4726.427 | 4726.3 | 0.12695
4809 | 100 | 0 | 350.47 | 0 | 0 | 0 | 0 | 0 | 0 | 0 | 0 | 1657.47 | 0 | 118.63 | 18.63 | 0 | 1495.3399 | 4726.5755 | 100 | 6221.9154 | 6221.98 | -0.064551
4810 | 100 | 0 | 356.61 | 0 | 0 | 0 | 0 | 0 | 0 | 0 | 0 | 1657.47 | 0 | 157.59 | 57.59 | 0 | 1495.3399 | 4726.5755 | 100 | 6221.9154 | 6221.98 | -0.064551
4811 | 100 | 0 | 362.74 | 0 | 0 | 0 | 0 | 0 | 0 | 0 | 0 | 1657.47 | 0 | 182.92 | 82.92 | 0 | 1495.3399 | 4726.5755 | 100 | 6221.9154 | 6221.98 | -0.064551
4812 | 100 | 0 | 368.88 | 0 | 0 | 0 | 0 | 0 | 0 | 0 | 0 | 1657.47 | 0 | 195.98 | 95.98 | 0 | 1495.3399 | 4726.5755 | 100 | 6221.9154 | 6221.98 | -0.064551
4813 | 100 | 0 | 375.02 | 0 | 0 | 0 | 0 | 0 | 0 | 0 | 0 | 1657.47 | 0 | 197.85 | 97.85 | 0 | 1495.3399 | 4726.5755 | 100 | 6221.9154 | 6221.98 | -0.064551
4814 | 100 | 0 | 381.15 | 0 | 0 | 0 | 0 | 0 | 0 | 0 | 0 | 1657.47 | 0 | 187.28 | 87.28 | 0 | 1495.3399 | 4726.5755 | 100 | 6221.9154 | 6221.98 | -0.064551
4815 | 100 | 0 | 387.29 | 0 | 0 | 0 | 0 | 0 | 0 | 0 | 0 | 1657.47 | 0 | 166.15 | 66.15 | 0 | 1495.3399 | 4726.5755 | 100 | 6221.9154 | 6221.98 | -0.064551
4816 | 100 | 0 | 393.42 | 0 | 0 | 0 | 0 | 0 | 0 | 0 | 0 | 1657.47 | 0 | 133.33 | 33.33 | 0 | 1495.3399 | 4726.5755 | 100 | 6221.9154 | 6221.98 | -0.064551
4817 | 74.42 | 0 | 383.86 | 0 | 0 | 0 | 0 | 0 | 0 | 0 | 0 | 1657.47 | 0 | 74.42 | 0 | 0 | 1495.3399 | 3517.5175 | 74.42 | 5012.8574 | 5013.02 | -0.16257
4818 | 38.28 | 0 | 352.12 | 0 | 0 | 0 | 0 | 0 | 0 | 0 | 0 | 1657.47 | 0 | 38.28 | 0 | 0 | 1495.3399 | 1809.3331 | 38.28 | 3304.673 | 3304.64 | 0.033033
4819 | 7.44 | 0 | 301.46 | 0 | 0 | 0 | 0 | 0 | 0 | 0 | 0 | 1657.47 | 1.87 | 5.57 | 0 | 0 | 1495.3399 | 263.2703 | 5.57 | 1758.6102 | 1758.63 | -0.019822
4820 | 1.87 | 0 | 247.37 | 0 | 0 | 0 | 0 | 0 | 0 | 0 | 0 | 1657.47 | 1.87 | 0 | 0 | 0 | 1495.3399 | 0 | 0 | 1495.3399 | 1495.4 | -0.060079
4821 | 1.87 | 0 | 193.29 | 0 | 0 | 0 | 0 | 0 | 0 | 0 | 0 | 1657.47 | 1.87 | 0 | 0 | 0 | 1495.3399 | 0 | 0 | 1495.3399 | 1495.4 | -0.060079
4822 | 100 | 0 | 199.43 | 0 | 0 | 0 | 0 | 0 | 0 | 0 | 0 | 1657.47 | 100 | 0 | 0 | 0 | 1495.3399 | 0 | 0 | 1495.3399 | 1495.4 | -0.060079
4823 | 100 | 0 | 205.56 | 0 | 0 | 0 | 0 | 0 | 0 | 0 | 0 | 1657.47 | 100 | 0 | 0 | 0 | 1495.3399 | 0 | 0 | 1495.3399 | 1495.4 | -0.060079
4824 | 100 | 0 | 211.7 | 0 | 0 | 0 | 0 | 0 | 0 | 0 | 0 | 1657.47 | 100 | 0 | 0 | 0 | 1495.3399 | 0 | 0 | 1495.3399 | 1495.4 | -0.060079
4825 | 100 | 0 | 217.83 | 0 | 0 | 0 | 0 | 0 | 0 | 0 | 0 | 1657.47 | 100 | 0 | 0 | 0 | 1495.3399 | 0 | 0 | 1495.3399 | 1495.4 | -0.060079
4826 | 100 | 0 | 223.97 | 0 | 0 | 0 | 0 | 0 | 0 | 0 | 0 | 1657.47 | 100 | 0 | 0 | 0 | 1495.3399 | 0 | 0 | 1495.3399 | 1495.4 | -0.060079
4827 | 100 | 0 | 230.11 | 0 | 0 | 0 | 0 | 0 | 0 | 0 | 0 | 1657.47 | 100 | 0 | 0 | 0 | 1495.3399 | 0 | 0 | 1495.3399 | 1495.4 | -0.060079
4828 | 100 | 0 | 236.24 | 0 | 0 | 0 | 0 | 0 | 0 | 0 | 0 | 1657.47 | 100 | 0 | 0 | 0 | 1495.3399 | 0 | 0 | 1495.3399 | 1495.4 | -0.060079
4829 | 100 | 0 | 242.38 | 0 | 0 | 0 | 0 | 0 | 0 | 0 | 0 | 1657.47 | 100 | 0 | 0 | 0 | 1495.3399 | 0 | 0 | 1495.3399 | 1495.4 | -0.060079
4830 | 100 | 0 | 248.52 | 0 | 0 | 0 | 0 | 0 | 0 | 0 | 0 | 1657.47 | 96.75 | 3.25 | 0 | 0 | 1495.3399 | 153.6137 | 3.25 | 1648.9536 | 1648.94 | 0.013625
4831 | 100 | 0 | 254.65 | 0 | 0 | 0 | 0 | 0 | 0 | 0 | 0 | 1657.47 | 82.2 | 17.8 | 0 | 0 | 1495.3399 | 841.3304 | 17.8 | 2336.6704 | 2336.66 | 0.010365
4832 | 100 | 0 | 260.79 | 0 | 0 | 0 | 0 | 0 | 0 | 0 | 0 | 1657.47 | 31.75 | 68.25 | 0 | 0 | 1495.3399 | 3225.8878 | 68.25 | 4721.2277 | 4721.1 | 0.12772
4833 | 100 | 0 | 266.92 | 0 | 0 | 0 | 0 | 0 | 0 | 0 | 0 | 1657.47 | 0 | 117.53 | 17.53 | 0 | 1495.3399 | 4726.5755 | 100 | 6221.9154 | 6221.98 | -0.064551
4834 | 100 | 0 | 273.06 | 0 | 0 | 0 | 0 | 0 | 0 | 0 | 0 | 1657.47 | 0 | 155.17 | 55.17 | 0 | 1495.3399 | 4726.5755 | 100 | 6221.9154 | 6221.98 | -0.064551
4835 | 100 | 0 | 279.2 | 0 | 0 | 0 | 0 | 0 | 0 | 0 | 0 | 1657.47 | 0 | 180.89 | 80.89 | 0 | 1495.3399 | 4726.5755 | 100 | 6221.9154 | 6221.98 | -0.064551
4836 | 100 | 0 | 285.33 | 0 | 0 | 0 | 0 | 0 | 0 | 0 | 0 | 1657.47 | 0 | 193.7 | 93.7 | 0 | 1495.3399 | 4726.5755 | 100 | 6221.9154 | 6221.98 | -0.064551
4837 | 100 | 0 | 291.47 | 0 | 0 | 0 | 0 | 0 | 0 | 0 | 0 | 1657.47 | 0 | 195.91 | 95.91 | 0 | 1495.3399 | 4726.5755 | 100 | 6221.9154 | 6221.98 | -0.064551
4838 | 100 | 0 | 297.61 | 0 | 0 | 0 | 0 | 0 | 0 | 0 | 0 | 1657.47 | 0 | 187.53 | 87.53 | 0 | 1495.3399 | 4726.5755 | 100 | 6221.9154 | 6221.98 | -0.064551
4839 | 100 | 0 | 303.74 | 0 | 0 | 0 | 0 | 0 | 0 | 0 | 0 | 1657.47 | 0 | 166.42 | 66.42 | 0 | 1495.3399 | 4726.5755 | 100 | 6221.9154 | 6221.98 | -0.064551
4840 | 100 | 0 | 309.88 | 0 | 0 | 0 | 0 | 0 | 0 | 0 | 0 | 1657.47 | 0 | 134.07 | 34.07 | 0 | 1495.3399 | 4726.5755 | 100 | 6221.9154 | 6221.98 | -0.064551
4841 | 90.22 | 0 | 310.01 | 0 | 0 | 0 | 0 | 0 | 0 | 0 | 0 | 1657.47 | 0 | 90.22 | 0 | 0 | 1495.3399 | 4264.3164 | 90.22 | 5759.6564 | 5759.53 | 0.12636
4842 | 38.48 | 0 | 278.39 | 0 | 0 | 0 | 0 | 0 | 0 | 0 | 0 | 1657.47 | 0 | 38.48 | 0 | 0 | 1495.3399 | 1818.7863 | 38.48 | 3314.1262 | 3314.1 | 0.026184
4843 | 7.49 | 0 | 227.76 | 0 | 0 | 0 | 0 | 0 | 0 | 0 | 0 | 1657.47 | 1.87 | 5.62 | 0 | 0 | 1495.3399 | 265.6335 | 5.62 | 1760.9735 | 1761.11 | -0.13653
4844 | 1.87 | 0 | 173.68 | 0 | 0 | 0 | 0 | 0 | 0 | 0 | 0 | 1657.47 | 1.87 | 0 | 0 | 0 | 1495.3399 | 0 | 0 | 1495.3399 | 1495.4 | -0.060079
4845 | 1.87 | 0 | 119.59 | 0 | 0 | 0 | 0 | 0 | 0 | 0 | 0 | 1657.47 | 1.87 | 0 | 0 | 0 | 1495.3399 | 0 | 0 | 1495.3399 | 1495.4 | -0.060079
4846 | 100 | 0 | 125.73 | 0 | 0 | 0 | 0 | 0 | 0 | 0 | 0 | 1657.47 | 100 | 0 | 0 | 0 | 1495.3399 | 0 | 0 | 1495.3399 | 1495.4 | -0.060079
4847 | 100 | 0 | 131.86 | 0 | 0 | 0 | 0 | 0 | 0 | 0 | 0 | 1657.47 | 100 | 0 | 0 | 0 | 1495.3399 | 0 | 0 | 1495.3399 | 1495.4 | -0.060079
4848 | 100 | 0 | 138 | 0 | 0 | 0 | 0 | 0 | 0 | 0 | 0 | 1657.47 | 100 | 0 | 0 | 0 | 1495.3399 | 0 | 0 | 1495.3399 | 1495.4 | -0.060079
4849 | 100 | 0 | 144.14 | 0 | 0 | 0 | 0 | 0 | 0 | 0 | 0 | 1657.47 | 100 | 0 | 0 | 0 | 1495.3399 | 0 | 0 | 1495.3399 | 1495.4 | -0.060079
4850 | 100 | 0 | 150.27 | 0 | 0 | 0 | 0 | 0 | 0 | 0 | 0 | 1657.47 | 100 | 0 | 0 | 0 | 1495.3399 | 0 | 0 | 1495.3399 | 1495.4 | -0.060079
4851 | 100 | 0 | 156.41 | 0 | 0 | 0 | 0 | 0 | 0 | 0 | 0 | 1657.47 | 100 | 0 | 0 | 0 | 1495.3399 | 0 | 0 | 1495.3399 | 1495.4 | -0.060079
4852 | 100 | 0 | 162.55 | 0 | 0 | 0 | 0 | 0 | 0 | 0 | 0 | 1657.47 | 100 | 0 | 0 | 0 | 1495.3399 | 0 | 0 | 1495.3399 | 1495.4 | -0.060079
4853 | 100 | 0 | 168.68 | 0 | 0 | 0 | 0 | 0 | 0 | 0 | 0 | 1657.47 | 100 | 0 | 0 | 0 | 1495.3399 | 0 | 0 | 1495.3399 | 1495.4 | -0.060079
4854 | 100 | 0 | 174.82 | 0 | 0 | 0 | 0 | 0 | 0 | 0 | 0 | 1657.47 | 97.1 | 2.9 | 0 | 0 | 1495.3399 | 137.0707 | 2.9 | 1632.4106 | 1632.5 | -0.089389
4855 | 100 | 0 | 180.95 | 0 | 0 | 0 | 0 | 0 | 0 | 0 | 0 | 1657.47 | 81.77 | 18.23 | 0 | 0 | 1495.3399 | 861.6547 | 18.23 | 2356.9946 | 2357.2 | -0.20536
4856 | 100 | 0 | 187.09 | 0 | 0 | 0 | 0 | 0 | 0 | 0 | 0 | 1657.47 | 31.11 | 68.89 | 0 | 0 | 1495.3399 | 3256.1379 | 68.89 | 4751.4778 | 4751.35 | 0.1278
4857 | 100 | 0 | 193.23 | 0 | 0 | 0 | 0 | 0 | 0 | 0 | 0 | 1657.47 | 0 | 119.36 | 19.36 | 0 | 1495.3399 | 4726.5755 | 100 | 6221.9154 | 6221.98 | -0.064551
4858 | 100 | 0 | 199.36 | 0 | 0 | 0 | 0 | 0 | 0 | 0 | 0 | 1657.47 | 0 | 158.06 | 58.06 | 0 | 1495.3399 | 4726.5755 | 100 | 6221.9154 | 6221.98 | -0.064551
4859 | 100 | 0 | 205.5 | 0 | 0 | 0 | 0 | 0 | 0 | 0 | 0 | 1657.47 | 0 | 183.64 | 83.64 | 0 | 1495.3399 | 4726.5755 | 100 | 6221.9154 | 6221.98 | -0.064551
4860 | 100 | 0 | 211.64 | 0 | 0 | 0 | 0 | 0 | 0 | 0 | 0 | 1657.47 | 0 | 196.02 | 96.02 | 0 | 1495.3399 | 4726.5755 | 100 | 6221.9154 | 6221.98 | -0.064551
4861 | 100 | 0 | 217.77 | 0 | 0 | 0 | 0 | 0 | 0 | 0 | 0 | 1657.47 | 0 | 197.68 | 97.68 | 0 | 1495.3399 | 4726.5755 | 100 | 6221.9154 | 6221.98 | -0.064551
4862 | 100 | 0 | 223.91 | 0 | 0 | 0 | 0 | 0 | 0 | 0 | 0 | 1657.47 | 0 | 186.46 | 86.46 | 0 | 1495.3399 | 4726.5755 | 100 | 6221.9154 | 6221.98 | -0.064551
4863 | 100 | 0 | 230.04 | 0 | 0 | 0 | 0 | 0 | 0 | 0 | 0 | 1657.47 | 0 | 163.73 | 63.73 | 0 | 1495.3399 | 4726.5755 | 100 | 6221.9154 | 6221.98 | -0.064551
4864 | 100 | 0 | 236.18 | 0 | 0 | 0 | 0 | 0 | 0 | 0 | 0 | 1657.47 | 0 | 131.25 | 31.25 | 0 | 1495.3399 | 4726.5755 | 100 | 6221.9154 | 6221.98 | -0.064551
4865 | 100 | 0 | 242.32 | 0 | 0 | 0 | 0 | 0 | 0 | 0 | 0 | 1657.47 | 12.54 | 87.46 | 0 | 0 | 1495.3399 | 4133.863 | 87.46 | 5629.2029 | 5629.46 | -0.25712
4866 | 100 | 0 | 248.45 | 0 | 0 | 0 | 0 | 0 | 0 | 0 | 0 | 1657.47 | 62.32 | 37.68 | 0 | 0 | 1495.3399 | 1780.9737 | 37.68 | 3276.3136 | 3276.57 | -0.25642
4867 | 100 | 0 | 254.59 | 0 | 0 | 0 | 0 | 0 | 0 | 0 | 0 | 1657.47 | 94.54 | 5.46 | 0 | 0 | 1495.3399 | 258.071 | 5.46 | 1753.4109 | 1753.46 | -0.049056
4868 | 100 | 0 | 260.73 | 0 | 0 | 0 | 0 | 0 | 0 | 0 | 0 | 1657.47 | 100 | 0 | 0 | 0 | 1495.3399 | 0 | 0 | 1495.3399 | 1495.4 | -0.060079
4869 | 100 | 0 | 266.86 | 0 | 0 | 0 | 0 | 0 | 0 | 0 | 0 | 1657.47 | 100 | 0 | 0 | 0 | 1495.3399 | 0 | 0 | 1495.3399 | 1495.4 | -0.060079
4870 | 100 | 0 | 273 | 0 | 0 | 0 | 0 | 0 | 0 | 0 | 0 | 1657.47 | 100 | 0 | 0 | 0 | 1495.3399 | 0 | 0 | 1495.3399 | 1495.4 | -0.060079
4871 | 100 | 0 | 279.13 | 0 | 0 | 0 | 0 | 0 | 0 | 0 | 0 | 1657.47 | 100 | 0 | 0 | 0 | 1495.3399 | 0 | 0 | 1495.3399 | 1495.4 | -0.060079
4872 | 100 | 0 | 285.27 | 0 | 0 | 0 | 0 | 0 | 0 | 0 | 0 | 1657.47 | 100 | 0 | 0 | 0 | 1495.3399 | 0 | 0 | 1495.3399 | 1495.4 | -0.060079
4873 | 100 | 0 | 291.41 | 0 | 0 | 0 | 0 | 0 | 0 | 0 | 0 | 1657.47 | 100 | 0 | 0 | 0 | 1495.3399 | 0 | 0 | 1495.3399 | 1495.4 | -0.060079
4874 | 100 | 0 | 297.54 | 0 | 0 | 0 | 0 | 0 | 0 | 0 | 0 | 1657.47 | 100 | 0 | 0 | 0 | 1495.3399 | 0 | 0 | 1495.3399 | 1495.4 | -0.060079
4875 | 100 | 0 | 303.68 | 0 | 0 | 0 | 0 | 0 | 0 | 0 | 0 | 1657.47 | 100 | 0 | 0 | 0 | 1495.3399 | 0 | 0 | 1495.3399 | 1495.4 | -0.060079
4876 | 100 | 0 | 309.82 | 0 | 0 | 0 | 0 | 0 | 0 | 0 | 0 | 1657.47 | 100 | 0 | 0 | 0 | 1495.3399 | 0 | 0 | 1495.3399 | 1495.4 | -0.060079
4877 | 100 | 0 | 315.95 | 0 | 0 | 0 | 0 | 0 | 0 | 0 | 0 | 1657.47 | 100 | 0 | 0 | 0 | 1495.3399 | 0 | 0 | 1495.3399 | 1495.4 | -0.060079
4878 | 100 | 0 | 322.09 | 0 | 0 | 0 | 0 | 0 | 0 | 0 | 0 | 1657.47 | 97.44 | 2.56 | 0 | 0 | 1495.3399 | 121.0003 | 2.56 | 1616.3403 | 1616.61 | -0.26975
4879 | 100 | 0 | 328.22 | 0 | 0 | 0 | 0 | 0 | 0 | 0 | 0 | 1657.47 | 82.41 | 17.59 | 0 | 0 | 1495.3399 | 831.4046 | 17.59 | 2326.7446 | 2326.8 | -0.055444
4880 | 100 | 0 | 334.36 | 0 | 0 | 0 | 0 | 0 | 0 | 0 | 0 | 1657.47 | 33.85 | 66.15 | 0 | 0 | 1495.3399 | 3126.6297 | 66.15 | 4621.9696 | 4622.03 | -0.060367
4881 | 100 | 0 | 340.5 | 0 | 0 | 0 | 0 | 0 | 0 | 0 | 0 | 1657.47 | 0 | 114.17 | 14.17 | 0 | 1495.3399 | 4726.5755 | 100 | 6221.9154 | 6221.98 | -0.064551
4882 | 100 | 0 | 346.63 | 0 | 0 | 0 | 0 | 0 | 0 | 0 | 0 | 1657.47 | 0 | 150.1 | 50.1 | 0 | 1495.3399 | 4726.5755 | 100 | 6221.9154 | 6221.98 | -0.064551
4883 | 100 | 0 | 352.77 | 0 | 0 | 0 | 0 | 0 | 0 | 0 | 0 | 1657.47 | 0 | 174.38 | 74.38 | 0 | 1495.3399 | 4726.5755 | 100 | 6221.9154 | 6221.98 | -0.064551
4884 | 100 | 0 | 358.91 | 0 | 0 | 0 | 0 | 0 | 0 | 0 | 0 | 1657.47 | 0 | 188.02 | 88.02 | 0 | 1495.3399 | 4726.5755 | 100 | 6221.9154 | 6221.98 | -0.064551
4885 | 100 | 0 | 365.04 | 0 | 0 | 0 | 0 | 0 | 0 | 0 | 0 | 1657.47 | 0 | 190.53 | 90.53 | 0 | 1495.3399 | 4726.5755 | 100 | 6221.9154 | 6221.98 | -0.064551
4886 | 100 | 0 | 371.18 | 0 | 0 | 0 | 0 | 0 | 0 | 0 | 0 | 1657.47 | 0 | 180.03 | 80.03 | 0 | 1495.3399 | 4726.5755 | 100 | 6221.9154 | 6221.98 | -0.064551
4887 | 100 | 0 | 377.31 | 0 | 0 | 0 | 0 | 0 | 0 | 0 | 0 | 1657.47 | 0 | 159.34 | 59.34 | 0 | 1495.3399 | 4726.5755 | 100 | 6221.9154 | 6221.98 | -0.064551
4888 | 100 | 0 | 383.45 | 0 | 0 | 0 | 0 | 0 | 0 | 0 | 0 | 1657.47 | 0 | 127.7 | 27.7 | 0 | 1495.3399 | 4726.5755 | 100 | 6221.9154 | 6221.98 | -0.064551
4889 | 100 | 0 | 389.59 | 0 | 0 | 0 | 0 | 0 | 0 | 0 | 0 | 1657.47 | 15.05 | 84.95 | 0 | 0 | 1495.3399 | 4015.2259 | 84.95 | 5510.5658 | 5510.44 | 0.12583
4890 | 100 | 0 | 395.72 | 0 | 0 | 0 | 0 | 0 | 0 | 0 | 0 | 1657.47 | 63.24 | 36.76 | 0 | 0 | 1495.3399 | 1737.4892 | 36.76 | 3232.8291 | 3232.89 | -0.060915
4891 | 100 | 0 | 401.86 | 0 | 0 | 0 | 0 | 0 | 0 | 0 | 0 | 1657.47 | 94.6 | 5.4 | 0 | 0 | 1495.3399 | 255.2351 | 5.4 | 1750.575 | 1750.7 | -0.125
4892 | 100 | 0 | 408 | 0 | 0 | 0 | 0 | 0 | 0 | 0 | 0 | 1657.47 | 100 | 0 | 0 | 0 | 1495.3399 | 0 | 0 | 1495.3399 | 1495.4 | -0.060079
4893 | 100 | 0 | 414.13 | 0 | 0 | 0 | 0 | 0 | 0 | 0 | 0 | 1657.47 | 100 | 0 | 0 | 0 | 1495.3399 | 0 | 0 | 1495.3399 | 1495.4 | -0.060079
4894 | 100 | 0 | 420.27 | 0 | 0 | 0 | 0 | 0 | 0 | 0 | 0 | 1657.47 | 100 | 0 | 0 | 0 | 1495.3399 | 0 | 0 | 1495.3399 | 1495.4 | -0.060079
4895 | 100 | 0 | 426.4 | 0 | 0 | 0 | 0 | 0 | 0 | 0 | 0 | 1657.47 | 100 | 0 | 0 | 0 | 1495.3399 | 0 | 0 | 1495.3399 | 1495.4 | -0.060079
4896 | 100 | 0 | 432.54 | 0 | 0 | 0 | 0 | 0 | 0 | 0 | 0 | 1657.47 | 100 | 0 | 0 | 0 | 1495.3399 | 0 | 0 | 1495.3399 | 1495.4 | -0.060079
4897 | 100 | 0 | 438.68 | 0 | 0 | 0 | 0 | 0 | 0 | 0 | 0 | 1657.47 | 100 | 0 | 0 | 0 | 1495.3399 | 0 | 0 | 1495.3399 | 1495.4 | -0.060079
4898 | 100 | 0 | 444.81 | 0 | 0 | 0 | 0 | 0 | 0 | 0 | 0 | 1657.47 | 100 | 0 | 0 | 0 | 1495.3399 | 0 | 0 | 1495.3399 | 1495.4 | -0.060079
4899 | 100 | 0 | 450.95 | 0 | 0 | 0 | 0 | 0 | 0 | 0 | 0 | 1657.47 | 100 | 0 | 0 | 0 | 1495.3399 | 0 | 0 | 1495.3399 | 1495.4 | -0.060079
4900 | 100 | 0 | 457.09 | 0 | 0 | 0 | 0 | 0 | 0 | 0 | 0 | 1657.47 | 100 | 0 | 0 | 0 | 1495.3399 | 0 | 0 | 1495.3399 | 1495.4 | -0.060079
4901 | 100 | 0 | 463.22 | 0 | 0 | 0 | 0 | 0 | 0 | 0 | 0 | 1657.47 | 100 | 0 | 0 | 0 | 1495.3399 | 0 | 0 | 1495.3399 | 1495.4 | -0.060079
4902 | 100 | 0 | 469.36 | 0 | 0 | 0 | 0 | 0 | 0 | 0 | 0 | 1657.47 | 97.14 | 2.86 | 0 | 0 | 1495.3399 | 135.1801 | 2.86 | 1630.52 | 1630.71 | -0.19002
4903 | 100 | 0 | 475.49 | 0 | 0 | 0 | 0 | 0 | 0 | 0 | 0 | 1657.47 | 82.17 | 17.83 | 0 | 0 | 1495.3399 | 842.7484 | 17.83 | 2338.0883 | 2338.14 | -0.051663
4904 | 100 | 0 | 481.63 | 0 | 0 | 0 | 0 | 0 | 0 | 0 | 0 | 1657.47 | 32.94 | 67.06 | 0 | 0 | 1495.3399 | 3169.6415 | 67.06 | 4664.9815 | 4664.95 | 0.03147
4905 | 100 | 0 | 487.77 | 0 | 0 | 0 | 0 | 0 | 0 | 0 | 0 | 1657.47 | 0 | 116.36 | 16.36 | 0 | 1495.3399 | 4726.5755 | 100 | 6221.9154 | 6221.98 | -0.064551
4906 | 100 | 0 | 493.9 | 0 | 0 | 0 | 0 | 0 | 0 | 0 | 0 | 1657.47 | 0 | 154.27 | 54.27 | 0 | 1495.3399 | 4726.5755 | 100 | 6221.9154 | 6221.98 | -0.064551
4907 | 100 | 0 | 500.04 | 0 | 0 | 0 | 0 | 0 | 0 | 0 | 0 | 1657.47 | 0 | 178.56 | 78.56 | 0 | 1495.3399 | 4726.5755 | 100 | 6221.9154 | 6221.98 | -0.064551
4908 | 100 | 0 | 506.18 | 0 | 0 | 0 | 0 | 0 | 0 | 0 | 0 | 1657.47 | 0 | 190.88 | 90.88 | 0 | 1495.3399 | 4726.5755 | 100 | 6221.9154 | 6221.98 | -0.064551
4909 | 100 | 0 | 512.31 | 0 | 0 | 0 | 0 | 0 | 0 | 0 | 0 | 1657.47 | 0 | 192.46 | 92.46 | 0 | 1495.3399 | 4726.5755 | 100 | 6221.9154 | 6221.98 | -0.064551
4910 | 100 | 0 | 518.45 | 0 | 0 | 0 | 0 | 0 | 0 | 0 | 0 | 1657.47 | 0 | 181.98 | 81.98 | 0 | 1495.3399 | 4726.5755 | 100 | 6221.9154 | 6221.98 | -0.064551
4911 | 100 | 0 | 524.58 | 0 | 0 | 0 | 0 | 0 | 0 | 0 | 0 | 1657.47 | 0 | 161.6 | 61.6 | 0 | 1495.3399 | 4726.5755 | 100 | 6221.9154 | 6221.98 | -0.064551
4912 | 100 | 0 | 530.72 | 0 | 0 | 0 | 0 | 0 | 0 | 0 | 0 | 1657.47 | 0 | 129.17 | 29.17 | 0 | 1495.3399 | 4726.5755 | 100 | 6221.9154 | 6221.98 | -0.064551
4913 | 86.57 | 0 | 528.61 | 0 | 0 | 0 | 0 | 0 | 0 | 0 | 0 | 1657.47 | 0 | 86.57 | 0 | 0 | 1495.3399 | 4091.7964 | 86.57 | 5587.1364 | 5587.2 | -0.063644
4914 | 37.1 | 0 | 496.15 | 0 | 0 | 0 | 0 | 0 | 0 | 0 | 0 | 1657.47 | 0 | 37.1 | 0 | 0 | 1495.3399 | 1753.5595 | 37.1 | 3248.8994 | 3248.96 | -0.060558
4915 | 7.51 | 0 | 445.53 | 0 | 0 | 0 | 0 | 0 | 0 | 0 | 0 | 1657.47 | 1.87 | 5.64 | 0 | 0 | 1495.3399 | 266.5789 | 5.64 | 1761.9188 | 1761.9 | 0.01878
4916 | 1.87 | 0 | 391.44 | 0 | 0 | 0 | 0 | 0 | 0 | 0 | 0 | 1657.47 | 1.87 | 0 | 0 | 0 | 1495.3399 | 0 | 0 | 1495.3399 | 1495.4 | -0.060079
4917 | 1.87 | 0 | 337.36 | 0 | 0 | 0 | 0 | 0 | 0 | 0 | 0 | 1657.47 | 1.87 | 0 | 0 | 0 | 1495.3399 | 0 | 0 | 1495.3399 | 1495.4 | -0.060079
4918 | 100 | 0 | 343.5 | 0 | 0 | 0 | 0 | 0 | 0 | 0 | 0 | 1657.47 | 100 | 0 | 0 | 0 | 1495.3399 | 0 | 0 | 1495.3399 | 1495.4 | -0.060079
4919 | 100 | 0 | 349.63 | 0 | 0 | 0 | 0 | 0 | 0 | 0 | 0 | 1657.47 | 100 | 0 | 0 | 0 | 1495.3399 | 0 | 0 | 1495.3399 | 1495.4 | -0.060079
4920 | 100 | 0 | 355.77 | 0 | 0 | 0 | 0 | 0 | 0 | 0 | 0 | 1657.47 | 100 | 0 | 0 | 0 | 1495.3399 | 0 | 0 | 1495.3399 | 1495.4 | -0.060079
4921 | 100 | 0 | 361.91 | 0 | 0 | 0 | 0 | 0 | 0 | 0 | 0 | 1657.47 | 100 | 0 | 0 | 0 | 1495.3399 | 0 | 0 | 1495.3399 | 1495.4 | -0.060079
4922 | 100 | 0 | 368.04 | 0 | 0 | 0 | 0 | 0 | 0 | 0 | 0 | 1657.47 | 100 | 0 | 0 | 0 | 1495.3399 | 0 | 0 | 1495.3399 | 1495.4 | -0.060079
4923 | 100 | 0 | 374.18 | 0 | 0 | 0 | 0 | 0 | 0 | 0 | 0 | 1657.47 | 100 | 0 | 0 | 0 | 1495.3399 | 0 | 0 | 1495.3399 | 1495.4 | -0.060079
4924 | 100 | 0 | 380.31 | 0 | 0 | 0 | 0 | 0 | 0 | 0 | 0 | 1657.47 | 100 | 0 | 0 | 0 | 1495.3399 | 0 | 0 | 1495.3399 | 1495.4 | -0.060079
4925 | 100 | 0 | 386.45 | 0 | 0 | 0 | 0 | 0 | 0 | 0 | 0 | 1657.47 | 100 | 0 | 0 | 0 | 1495.3399 | 0 | 0 | 1495.3399 | 1495.4 | -0.060079
4926 | 100 | 0 | 392.59 | 0 | 0 | 0 | 0 | 0 | 0 | 0 | 0 | 1657.47 | 97.08 | 2.92 | 0 | 0 | 1495.3399 | 138.016 | 2.92 | 1633.3559 | 1633.36 | -0.0040739
4927 | 100 | 0 | 398.72 | 0 | 0 | 0 | 0 | 0 | 0 | 0 | 0 | 1657.47 | 81.97 | 18.03 | 0 | 0 | 1495.3399 | 852.2016 | 18.03 | 2347.5415 | 2347.59 | -0.048512
4928 | 100 | 0 | 404.86 | 0 | 0 | 0 | 0 | 0 | 0 | 0 | 0 | 1657.47 | 32.59 | 67.41 | 0 | 0 | 1495.3399 | 3186.1846 | 67.41 | 4681.5245 | 4681.49 | 0.034484
4929 | 100 | 0 | 411 | 0 | 0 | 0 | 0 | 0 | 0 | 0 | 0 | 1657.47 | 0 | 116.92 | 16.92 | 0 | 1495.3399 | 4726.5755 | 100 | 6221.9154 | 6221.98 | -0.064551
4930 | 100 | 0 | 417.13 | 0 | 0 | 0 | 0 | 0 | 0 | 0 | 0 | 1657.47 | 0 | 155.11 | 55.11 | 0 | 1495.3399 | 4726.5755 | 100 | 6221.9154 | 6221.98 | -0.064551
4931 | 100 | 0 | 423.27 | 0 | 0 | 0 | 0 | 0 | 0 | 0 | 0 | 1657.47 | 0 | 180.59 | 80.59 | 0 | 1495.3399 | 4726.5755 | 100 | 6221.9154 | 6221.98 | -0.064551
4932 | 100 | 0 | 429.4 | 0 | 0 | 0 | 0 | 0 | 0 | 0 | 0 | 1657.47 | 0 | 192.23 | 92.23 | 0 | 1495.3399 | 4726.5755 | 100 | 6221.9154 | 6221.98 | -0.064551
4933 | 100 | 0 | 435.54 | 0 | 0 | 0 | 0 | 0 | 0 | 0 | 0 | 1657.47 | 0 | 193.68 | 93.68 | 0 | 1495.3399 | 4726.5755 | 100 | 6221.9154 | 6221.98 | -0.064551
4934 | 100 | 0 | 441.68 | 0 | 0 | 0 | 0 | 0 | 0 | 0 | 0 | 1657.47 | 0 | 183.28 | 83.28 | 0 | 1495.3399 | 4726.5755 | 100 | 6221.9154 | 6221.98 | -0.064551
4935 | 100 | 0 | 447.81 | 0 | 0 | 0 | 0 | 0 | 0 | 0 | 0 | 1657.47 | 0 | 161.87 | 61.87 | 0 | 1495.3399 | 4726.5755 | 100 | 6221.9154 | 6221.98 | -0.064551
4936 | 100 | 0 | 453.95 | 0 | 0 | 0 | 0 | 0 | 0 | 0 | 0 | 1657.47 | 0 | 129.53 | 29.53 | 0 | 1495.3399 | 4726.5755 | 100 | 6221.9154 | 6221.98 | -0.064551
4937 | 72.73 | 0 | 443.35 | 0 | 0 | 0 | 0 | 0 | 0 | 0 | 0 | 1657.47 | 0 | 72.73 | 0 | 0 | 1495.3399 | 3437.6384 | 72.73 | 4932.9783 | 4933.04 | -0.061698
4938 | 37.49 | 0 | 411.13 | 0 | 0 | 0 | 0 | 0 | 0 | 0 | 0 | 1657.47 | 0 | 37.49 | 0 | 0 | 1495.3399 | 1771.9932 | 37.49 | 3267.3331 | 3267.59 | -0.25691
4939 | 7.78 | 0 | 360.67 | 0 | 0 | 0 | 0 | 0 | 0 | 0 | 0 | 1657.47 | 1.87 | 5.91 | 0 | 0 | 1495.3399 | 279.3406 | 5.91 | 1774.6805 | 1774.79 | -0.10947
4940 | 1.87 | 0 | 306.59 | 0 | 0 | 0 | 0 | 0 | 0 | 0 | 0 | 1657.47 | 1.87 | 0 | 0 | 0 | 1495.3399 | 0 | 0 | 1495.3399 | 1495.4 | -0.060079
4941 | 1.87 | 0 | 252.51 | 0 | 0 | 0 | 0 | 0 | 0 | 0 | 0 | 1657.47 | 1.87 | 0 | 0 | 0 | 1495.3399 | 0 | 0 | 1495.3399 | 1495.4 | -0.060079
4942 | 100 | 0 | 258.64 | 0 | 0 | 0 | 0 | 0 | 0 | 0 | 0 | 1657.47 | 100 | 0 | 0 | 0 | 1495.3399 | 0 | 0 | 1495.3399 | 1495.4 | -0.060079
4943 | 100 | 0 | 264.78 | 0 | 0 | 0 | 0 | 0 | 0 | 0 | 0 | 1657.47 | 100 | 0 | 0 | 0 | 1495.3399 | 0 | 0 | 1495.3399 | 1495.4 | -0.060079
4944 | 100 | 0 | 270.91 | 0 | 0 | 0 | 0 | 0 | 0 | 0 | 0 | 1657.47 | 100 | 0 | 0 | 0 | 1495.3399 | 0 | 0 | 1495.3399 | 1495.4 | -0.060079
4945 | 100 | 0 | 277.05 | 0 | 0 | 0 | 0 | 0 | 0 | 0 | 0 | 1657.47 | 100 | 0 | 0 | 0 | 1495.3399 | 0 | 0 | 1495.3399 | 1495.4 | -0.060079
4946 | 100 | 0 | 283.19 | 0 | 0 | 0 | 0 | 0 | 0 | 0 | 0 | 1657.47 | 100 | 0 | 0 | 0 | 1495.3399 | 0 | 0 | 1495.3399 | 1495.4 | -0.060079
4947 | 100 | 0 | 289.32 | 0 | 0 | 0 | 0 | 0 | 0 | 0 | 0 | 1657.47 | 100 | 0 | 0 | 0 | 1495.3399 | 0 | 0 | 1495.3399 | 1495.4 | -0.060079
4948 | 100 | 0 | 295.46 | 0 | 0 | 0 | 0 | 0 | 0 | 0 | 0 | 1657.47 | 100 | 0 | 0 | 0 | 1495.3399 | 0 | 0 | 1495.3399 | 1495.4 | -0.060079
4949 | 100 | 0 | 301.6 | 0 | 0 | 0 | 0 | 0 | 0 | 0 | 0 | 1657.47 | 100 | 0 | 0 | 0 | 1495.3399 | 0 | 0 | 1495.3399 | 1495.4 | -0.060079
4950 | 100 | 0 | 307.73 | 0 | 0 | 0 | 0 | 0 | 0 | 0 | 0 | 1657.47 | 97.33 | 2.67 | 0 | 0 | 1495.3399 | 126.1996 | 2.67 | 1621.5395 | 1621.53 | 0.0094872
4951 | 100 | 0 | 313.87 | 0 | 0 | 0 | 0 | 0 | 0 | 0 | 0 | 1657.47 | 82.16 | 17.84 | 0 | 0 | 1495.3399 | 843.2211 | 17.84 | 2338.561 | 2338.84 | -0.27901
4952 | 100 | 0 | 320 | 0 | 0 | 0 | 0 | 0 | 0 | 0 | 0 | 1657.47 | 34.1 | 65.9 | 0 | 0 | 1495.3399 | 3114.8133 | 65.9 | 4610.1532 | 4610.41 | -0.25681
4953 | 100 | 0 | 326.14 | 0 | 0 | 0 | 0 | 0 | 0 | 0 | 0 | 1657.47 | 0 | 113.25 | 13.25 | 0 | 1495.3399 | 4726.5755 | 100 | 6221.9154 | 6221.98 | -0.064551
4954 | 100 | 0 | 332.28 | 0 | 0 | 0 | 0 | 0 | 0 | 0 | 0 | 1657.47 | 0 | 148.31 | 48.31 | 0 | 1495.3399 | 4726.5755 | 100 | 6221.9154 | 6221.98 | -0.064551
4955 | 100 | 0 | 338.41 | 0 | 0 | 0 | 0 | 0 | 0 | 0 | 0 | 1657.47 | 0 | 172.46 | 72.46 | 0 | 1495.3399 | 4726.5755 | 100 | 6221.9154 | 6221.98 | -0.064551
4956 | 100 | 0 | 344.55 | 0 | 0 | 0 | 0 | 0 | 0 | 0 | 0 | 1657.47 | 0 | 185.35 | 85.35 | 0 | 1495.3399 | 4726.5755 | 100 | 6221.9154 | 6221.98 | -0.064551
4957 | 100 | 0 | 350.69 | 0 | 0 | 0 | 0 | 0 | 0 | 0 | 0 | 1657.47 | 0 | 187.35 | 87.35 | 0 | 1495.3399 | 4726.5755 | 100 | 6221.9154 | 6221.98 | -0.064551
4958 | 100 | 0 | 356.82 | 0 | 0 | 0 | 0 | 0 | 0 | 0 | 0 | 1657.47 | 0 | 176.68 | 76.68 | 0 | 1495.3399 | 4726.5755 | 100 | 6221.9154 | 6221.98 | -0.064551
4959 | 100 | 0 | 362.96 | 0 | 0 | 0 | 0 | 0 | 0 | 0 | 0 | 1657.47 | 0 | 156.38 | 56.38 | 0 | 1495.3399 | 4726.5755 | 100 | 6221.9154 | 6221.98 | -0.064551
4960 | 100 | 0 | 369.09 | 0 | 0 | 0 | 0 | 0 | 0 | 0 | 0 | 1657.47 | 0 | 125.53 | 25.53 | 0 | 1495.3399 | 4726.5755 | 100 | 6221.9154 | 6221.98 | -0.064551
4961 | 83.7 | 0 | 365.23 | 0 | 0 | 0 | 0 | 0 | 0 | 0 | 0 | 1657.47 | 0 | 83.7 | 0 | 0 | 1495.3399 | 3956.1437 | 83.7 | 5451.4836 | 5451.55 | -0.066362
4962 | 36.22 | 0 | 332.22 | 0 | 0 | 0 | 0 | 0 | 0 | 0 | 0 | 1657.47 | 0 | 36.22 | 0 | 0 | 1495.3399 | 1711.9657 | 36.22 | 3207.3056 | 3207.27 | 0.035577
4963 | 7.44 | 0 | 281.56 | 0 | 0 | 0 | 0 | 0 | 0 | 0 | 0 | 1657.47 | 1.87 | 5.57 | 0 | 0 | 1495.3399 | 263.2703 | 5.57 | 1758.6102 | 1758.65 | -0.039822
4964 | 1.87 | 0 | 227.47 | 0 | 0 | 0 | 0 | 0 | 0 | 0 | 0 | 1657.47 | 1.87 | 0 | 0 | 0 | 1495.3399 | 0 | 0 | 1495.3399 | 1495.4 | -0.060079
4965 | 1.87 | 0 | 173.39 | 0 | 0 | 0 | 0 | 0 | 0 | 0 | 0 | 1657.47 | 1.87 | 0 | 0 | 0 | 1495.3399 | 0 | 0 | 1495.3399 | 1495.4 | -0.060079
4966 | 100 | 0 | 179.53 | 0 | 0 | 0 | 0 | 0 | 0 | 0 | 0 | 1657.47 | 100 | 0 | 0 | 0 | 1495.3399 | 0 | 0 | 1495.3399 | 1495.4 | -0.060079
4967 | 100 | 0 | 185.66 | 0 | 0 | 0 | 0 | 0 | 0 | 0 | 0 | 1657.47 | 100 | 0 | 0 | 0 | 1495.3399 | 0 | 0 | 1495.3399 | 1495.4 | -0.060079
4968 | 100 | 0 | 191.8 | 0 | 0 | 0 | 0 | 0 | 0 | 0 | 0 | 1657.47 | 100 | 0 | 0 | 0 | 1495.3399 | 0 | 0 | 1495.3399 | 1495.4 | -0.060079
4969 | 100 | 0 | 197.94 | 0 | 0 | 0 | 0 | 0 | 0 | 0 | 0 | 1657.47 | 100 | 0 | 0 | 0 | 1495.3399 | 0 | 0 | 1495.3399 | 1495.4 | -0.060079
4970 | 100 | 0 | 204.07 | 0 | 0 | 0 | 0 | 0 | 0 | 0 | 0 | 1657.47 | 100 | 0 | 0 | 0 | 1495.3399 | 0 | 0 | 1495.3399 | 1495.4 | -0.060079
4971 | 100 | 0 | 210.21 | 0 | 0 | 0 | 0 | 0 | 0 | 0 | 0 | 1657.47 | 100 | 0 | 0 | 0 | 1495.3399 | 0 | 0 | 1495.3399 | 1495.4 | -0.060079
4972 | 100 | 0 | 216.34 | 0 | 0 | 0 | 0 | 0 | 0 | 0 | 0 | 1657.47 | 100 | 0 | 0 | 0 | 1495.3399 | 0 | 0 | 1495.3399 | 1495.4 | -0.060079
4973 | 100 | 0 | 222.48 | 0 | 0 | 0 | 0 | 0 | 0 | 0 | 0 | 1657.47 | 100 | 0 | 0 | 0 | 1495.3399 | 0 | 0 | 1495.3399 | 1495.4 | -0.060079
4974 | 100 | 0 | 228.62 | 0 | 0 | 0 | 0 | 0 | 0 | 0 | 0 | 1657.47 | 97.57 | 2.43 | 0 | 0 | 1495.3399 | 114.8558 | 2.43 | 1610.1957 | 1610.45 | -0.25429
4975 | 100 | 0 | 234.75 | 0 | 0 | 0 | 0 | 0 | 0 | 0 | 0 | 1657.47 | 82.43 | 17.57 | 0 | 0 | 1495.3399 | 830.4593 | 17.57 | 2325.7992 | 2325.88 | -0.080759
4976 | 100 | 0 | 240.89 | 0 | 0 | 0 | 0 | 0 | 0 | 0 | 0 | 1657.47 | 37.17 | 62.83 | 0 | 0 | 1495.3399 | 2969.7074 | 62.83 | 4465.0473 | 4465.3 | -0.25267
4977 | 94.09 | 0 | 243.4 | 0 | 0 | 0 | 0 | 0 | 0 | 0 | 0 | 1657.47 | 1.87 | 92.22 | 0 | 0 | 1495.3399 | 4358.848 | 92.22 | 5854.1879 | 5854.44 | -0.25213
4978 | 100 | 0 | 249.54 | 0 | 0 | 0 | 0 | 0 | 0 | 0 | 0 | 1657.47 | 0 | 143.33 | 43.33 | 0 | 1495.3399 | 4726.5755 | 100 | 6221.9154 | 6221.98 | -0.064551
4979 | 100 | 0 | 255.67 | 0 | 0 | 0 | 0 | 0 | 0 | 0 | 0 | 1657.47 | 0 | 164.39 | 64.39 | 0 | 1495.3399 | 4726.5755 | 100 | 6221.9154 | 6221.98 | -0.064551
4980 | 100 | 0 | 261.81 | 0 | 0 | 0 | 0 | 0 | 0 | 0 | 0 | 1657.47 | 0 | 176.1 | 76.1 | 0 | 1495.3399 | 4726.5755 | 100 | 6221.9154 | 6221.98 | -0.064551
4981 | 100 | 0 | 267.95 | 0 | 0 | 0 | 0 | 0 | 0 | 0 | 0 | 1657.47 | 0 | 177.98 | 77.98 | 0 | 1495.3399 | 4726.5755 | 100 | 6221.9154 | 6221.98 | -0.064551
4982 | 100 | 0 | 274.08 | 0 | 0 | 0 | 0 | 0 | 0 | 0 | 0 | 1657.47 | 0 | 170.06 | 70.06 | 0 | 1495.3399 | 4726.5755 | 100 | 6221.9154 | 6221.98 | -0.064551
4983 | 100 | 0 | 280.22 | 0 | 0 | 0 | 0 | 0 | 0 | 0 | 0 | 1657.47 | 0 | 151.01 | 51.01 | 0 | 1495.3399 | 4726.5755 | 100 | 6221.9154 | 6221.98 | -0.064551
4984 | 100 | 0 | 286.35 | 0 | 0 | 0 | 0 | 0 | 0 | 0 | 0 | 1657.47 | 0 | 120.42 | 20.42 | 0 | 1495.3399 | 4726.5755 | 100 | 6221.9154 | 6221.98 | -0.064551
4985 | 80.63 | 0 | 280.6 | 0 | 0 | 0 | 0 | 0 | 0 | 0 | 0 | 1657.47 | 0 | 80.63 | 0 | 0 | 1495.3399 | 3811.0378 | 80.63 | 5306.3778 | 5306.35 | 0.027769
4986 | 34.97 | 0 | 246.83 | 0 | 0 | 0 | 0 | 0 | 0 | 0 | 0 | 1657.47 | 0 | 34.97 | 0 | 0 | 1495.3399 | 1652.8835 | 34.97 | 3148.2234 | 3148.29 | -0.066617
4987 | 7.85 | 0 | 196.42 | 0 | 0 | 0 | 0 | 0 | 0 | 0 | 0 | 1657.47 | 1.87 | 5.98 | 0 | 0 | 1495.3399 | 282.6492 | 5.98 | 1777.9891 | 1778.13 | -0.14086
4988 | 1.87 | 0 | 142.34 | 0 | 0 | 0 | 0 | 0 | 0 | 0 | 0 | 1657.47 | 1.87 | 0 | 0 | 0 | 1495.3399 | 0 | 0 | 1495.3399 | 1495.4 | -0.060079
4989 | 1.87 | 0 | 88.25 | 0 | 0 | 0 | 0 | 0 | 0 | 0 | 0 | 1657.47 | 1.87 | 0 | 0 | 0 | 1495.3399 | 0 | 0 | 1495.3399 | 1495.4 | -0.060079
4990 | 100 | 0 | 94.39 | 0 | 0 | 0 | 0 | 0 | 0 | 0 | 0 | 1657.47 | 100 | 0 | 0 | 0 | 1495.3399 | 0 | 0 | 1495.3399 | 1495.4 | -0.060079
4991 | 100 | 0 | 100.52 | 0 | 0 | 0 | 0 | 0 | 0 | 0 | 0 | 1657.47 | 100 | 0 | 0 | 0 | 1495.3399 | 0 | 0 | 1495.3399 | 1495.4 | -0.060079
4992 | 100 | 0 | 106.66 | 0 | 0 | 0 | 0 | 0 | 0 | 0 | 0 | 1657.47 | 100 | 0 | 0 | 0 | 1495.3399 | 0 | 0 | 1495.3399 | 1495.4 | -0.060079
4993 | 100 | 0 | 112.8 | 0 | 0 | 0 | 0 | 0 | 0 | 0 | 0 | 1657.47 | 100 | 0 | 0 | 0 | 1495.3399 | 0 | 0 | 1495.3399 | 1495.4 | -0.060079
4994 | 100 | 0 | 118.93 | 0 | 0 | 0 | 0 | 0 | 0 | 0 | 0 | 1657.47 | 100 | 0 | 0 | 0 | 1495.3399 | 0 | 0 | 1495.3399 | 1495.4 | -0.060079
4995 | 100 | 0 | 125.07 | 0 | 0 | 0 | 0 | 0 | 0 | 0 | 0 | 1657.47 | 100 | 0 | 0 | 0 | 1495.3399 | 0 | 0 | 1495.3399 | 1495.4 | -0.060079
4996 | 100 | 0 | 131.21 | 0 | 0 | 0 | 0 | 0 | 0 | 0 | 0 | 1657.47 | 100 | 0 | 0 | 0 | 1495.3399 | 0 | 0 | 1495.3399 | 1495.4 | -0.060079
4997 | 100 | 0 | 137.34 | 0 | 0 | 0 | 0 | 0 | 0 | 0 | 0 | 1657.47 | 100 | 0 | 0 | 0 | 1495.3399 | 0 | 0 | 1495.3399 | 1495.4 | -0.060079
4998 | 100 | 0 | 143.48 | 0 | 0 | 0 | 0 | 0 | 0 | 0 | 0 | 1657.47 | 97.72 | 2.28 | 0 | 0 | 1495.3399 | 107.7659 | 2.28 | 1603.1058 | 1603.12 | -0.014157
4999 | 100 | 0 | 149.61 | 0 | 0 | 0 | 0 | 0 | 0 | 0 | 0 | 1657.47 | 82.94 | 17.06 | 0 | 0 | 1495.3399 | 806.3538 | 17.06 | 2301.6937 | 2301.95 | -0.25629
5000 | 100 | 0 | 155.75 | 0 | 0 | 0 | 0 | 0 | 0 | 0 | 0 | 1657.47 | 37.55 | 62.45 | 0 | 0 | 1495.3399 | 2951.7464 | 62.45 | 4447.0863 | 4447.15 | -0.063662
5001 | 100 | 0 | 161.89 | 0 | 0 | 0 | 0 | 0 | 0 | 0 | 0 | 1657.47 | 0 | 108.99 | 8.99 | 0 | 1495.3399 | 4726.5755 | 100 | 6221.9154 | 6221.98 | -0.064551
5002 | 100 | 0 | 168.02 | 0 | 0 | 0 | 0 | 0 | 0 | 0 | 0 | 1657.47 | 0 | 144.6 | 44.6 | 0 | 1495.3399 | 4726.5755 | 100 | 6221.9154 | 6221.98 | -0.064551
5003 | 100 | 0 | 174.16 | 0 | 0 | 0 | 0 | 0 | 0 | 0 | 0 | 1657.47 | 0 | 169.34 | 69.34 | 0 | 1495.3399 | 4726.5755 | 100 | 6221.9154 | 6221.98 | -0.064551
5004 | 100 | 0 | 180.3 | 0 | 0 | 0 | 0 | 0 | 0 | 0 | 0 | 1657.47 | 0 | 181.49 | 81.49 | 0 | 1495.3399 | 4726.5755 | 100 | 6221.9154 | 6221.98 | -0.064551
5005 | 100 | 0 | 186.43 | 0 | 0 | 0 | 0 | 0 | 0 | 0 | 0 | 1657.47 | 0 | 183.4 | 83.4 | 0 | 1495.3399 | 4726.5755 | 100 | 6221.9154 | 6221.98 | -0.064551
5006 | 100 | 0 | 192.57 | 0 | 0 | 0 | 0 | 0 | 0 | 0 | 0 | 1657.47 | 0 | 172.25 | 72.25 | 0 | 1495.3399 | 4726.5755 | 100 | 6221.9154 | 6221.98 | -0.064551
5007 | 100 | 0 | 198.7 | 0 | 0 | 0 | 0 | 0 | 0 | 0 | 0 | 1657.47 | 0 | 152.74 | 52.74 | 0 | 1495.3399 | 4726.5755 | 100 | 6221.9154 | 6221.98 | -0.064551
5008 | 100 | 0 | 204.84 | 0 | 0 | 0 | 0 | 0 | 0 | 0 | 0 | 1657.47 | 0 | 122.19 | 22.19 | 0 | 1495.3399 | 4726.5755 | 100 | 6221.9154 | 6221.98 | -0.064551
5009 | 70.26 | 0 | 192.72 | 0 | 0 | 0 | 0 | 0 | 0 | 0 | 0 | 1657.47 | 0 | 70.26 | 0 | 0 | 1495.3399 | 3320.892 | 70.26 | 4816.2319 | 4816.2 | 0.031887
5010 | 34.65 | 0 | 158.76 | 0 | 0 | 0 | 0 | 0 | 0 | 0 | 0 | 1657.47 | 0 | 34.65 | 0 | 0 | 1495.3399 | 1637.7584 | 34.65 | 3133.0983 | 3133.16 | -0.061659
5011 | 7.56 | 0 | 108.17 | 0 | 0 | 0 | 0 | 0 | 0 | 0 | 0 | 1657.47 | 1.87 | 5.69 | 0 | 0 | 1495.3399 | 268.9421 | 5.69 | 1764.2821 | 1764.46 | -0.17793
5012 | 1.87 | 0 | 54.08 | 0 | 0 | 0 | 0 | 0 | 0 | 0 | 0 | 1657.47 | 1.87 | 0 | 0 | 0 | 1495.3399 | 0 | 0 | 1495.3399 | 1495.4 | -0.060079
5013 | 1.87 | 0 | 0 | 0 | 0 | 0 | 0 | 0 | 0 | 0 | 0 | 1657.47 | 1.87 | 0 | 0 | 0 | 1495.3399 | 0 | 0 | 1495.3399 | 1495.4 | -0.060079
5014 | 100 | 0 | 6.14 | 0 | 0 | 0 | 0 | 0 | 0 | 0 | 0 | 1657.47 | 100 | 0 | 0 | 0 | 1495.3399 | 0 | 0 | 1495.3399 | 1495.4 | -0.060079
5015 | 100 | 0 | 12.27 | 0 | 0 | 0 | 0 | 0 | 0 | 0 | 0 | 1657.47 | 100 | 0 | 0 | 0 | 1495.3399 | 0 | 0 | 1495.3399 | 1495.4 | -0.060079
5016 | 100 | 0 | 18.41 | 0 | 0 | 0 | 0 | 0 | 0 | 0 | 0 | 1657.47 | 100 | 0 | 0 | 0 | 1495.3399 | 0 | 0 | 1495.3399 | 1495.4 | -0.060079
5017 | 100 | 0 | 24.54 | 0 | 0 | 0 | 0 | 0 | 0 | 0 | 0 | 1657.47 | 100 | 0 | 0 | 0 | 1495.3399 | 0 | 0 | 1495.3399 | 1495.4 | -0.060079
5018 | 100 | 0 | 30.68 | 0 | 0 | 0 | 0 | 0 | 0 | 0 | 0 | 1657.47 | 100 | 0 | 0 | 0 | 1495.3399 | 0 | 0 | 1495.3399 | 1495.4 | -0.060079
5019 | 100 | 0 | 36.82 | 0 | 0 | 0 | 0 | 0 | 0 | 0 | 0 | 1657.47 | 100 | 0 | 0 | 0 | 1495.3399 | 0 | 0 | 1495.3399 | 1495.4 | -0.060079
5020 | 100 | 0 | 42.95 | 0 | 0 | 0 | 0 | 0 | 0 | 0 | 0 | 1657.47 | 100 | 0 | 0 | 0 | 1495.3399 | 0 | 0 | 1495.3399 | 1495.4 | -0.060079
5021 | 100 | 0 | 49.09 | 0 | 0 | 0 | 0 | 0 | 0 | 0 | 0 | 1657.47 | 100 | 0 | 0 | 0 | 1495.3399 | 0 | 0 | 1495.3399 | 1495.4 | -0.060079
5022 | 100 | 0 | 55.23 | 0 | 0 | 0 | 0 | 0 | 0 | 0 | 0 | 1657.47 | 97.92 | 2.08 | 0 | 0 | 1495.3399 | 98.3128 | 2.08 | 1593.6527 | 1593.72 | -0.067308
5023 | 100 | 0 | 61.36 | 0 | 0 | 0 | 0 | 0 | 0 | 0 | 0 | 1657.47 | 82.7 | 17.3 | 0 | 0 | 1495.3399 | 817.6976 | 17.3 | 2313.0375 | 2312.99 | 0.047487
5024 | 100 | 0 | 67.5 | 0 | 0 | 0 | 0 | 0 | 0 | 0 | 0 | 1657.47 | 36.95 | 63.05 | 0 | 0 | 1495.3399 | 2980.1059 | 63.05 | 4475.4458 | 4475.41 | 0.035791
5025 | 100 | 0 | 73.63 | 0 | 0 | 0 | 0 | 0 | 0 | 0 | 0 | 1657.47 | 0 | 109.49 | 9.49 | 0 | 1495.3399 | 4726.5755 | 100 | 6221.9154 | 6221.98 | -0.064551
5026 | 100 | 0 | 79.77 | 0 | 0 | 0 | 0 | 0 | 0 | 0 | 0 | 1657.47 | 0 | 142.43 | 42.43 | 0 | 1495.3399 | 4726.5755 | 100 | 6221.9154 | 6221.98 | -0.064551
5027 | 100 | 0 | 85.91 | 0 | 0 | 0 | 0 | 0 | 0 | 0 | 0 | 1657.47 | 0 | 165.09 | 65.09 | 0 | 1495.3399 | 4726.5755 | 100 | 6221.9154 | 6221.98 | -0.064551
5028 | 100 | 0 | 92.04 | 0 | 0 | 0 | 0 | 0 | 0 | 0 | 0 | 1657.47 | 0 | 177.92 | 77.92 | 0 | 1495.3399 | 4726.5755 | 100 | 6221.9154 | 6221.98 | -0.064551
5029 | 100 | 0 | 98.18 | 0 | 0 | 0 | 0 | 0 | 0 | 0 | 0 | 1657.47 | 0 | 181.17 | 81.17 | 0 | 1495.3399 | 4726.5755 | 100 | 6221.9154 | 6221.98 | -0.064551
5030 | 100 | 0 | 104.32 | 0 | 0 | 0 | 0 | 0 | 0 | 0 | 0 | 1657.47 | 0 | 172.35 | 72.35 | 0 | 1495.3399 | 4726.5755 | 100 | 6221.9154 | 6221.98 | -0.064551
5031 | 100 | 0 | 110.45 | 0 | 0 | 0 | 0 | 0 | 0 | 0 | 0 | 1657.47 | 0 | 153.07 | 53.07 | 0 | 1495.3399 | 4726.5755 | 100 | 6221.9154 | 6221.98 | -0.064551
5032 | 100 | 0 | 116.59 | 0 | 0 | 0 | 0 | 0 | 0 | 0 | 0 | 1657.47 | 0 | 122.08 | 22.08 | 0 | 1495.3399 | 4726.5755 | 100 | 6221.9154 | 6221.98 | -0.064551
5033 | 100 | 0 | 122.72 | 0 | 0 | 0 | 0 | 0 | 0 | 0 | 0 | 1657.47 | 18.95 | 81.05 | 0 | 0 | 1495.3399 | 3830.8895 | 81.05 | 5326.2294 | 5326.1 | 0.12939
5034 | 100 | 0 | 128.86 | 0 | 0 | 0 | 0 | 0 | 0 | 0 | 0 | 1657.47 | 65.24 | 34.76 | 0 | 0 | 1495.3399 | 1642.9577 | 34.76 | 3138.2976 | 3138.36 | -0.062426
5035 | 100 | 0 | 135 | 0 | 0 | 0 | 0 | 0 | 0 | 0 | 0 | 1657.47 | 94.63 | 5.37 | 0 | 0 | 1495.3399 | 253.8171 | 5.37 | 1749.157 | 1749.43 | -0.27297
5036 | 100 | 0 | 141.13 | 0 | 0 | 0 | 0 | 0 | 0 | 0 | 0 | 1657.47 | 100 | 0 | 0 | 0 | 1495.3399 | 0 | 0 | 1495.3399 | 1495.4 | -0.060079
5037 | 100 | 0 | 147.27 | 0 | 0 | 0 | 0 | 0 | 0 | 0 | 0 | 1657.47 | 100 | 0 | 0 | 0 | 1495.3399 | 0 | 0 | 1495.3399 | 1495.4 | -0.060079
5038 | 100 | 0 | 153.41 | 0 | 0 | 0 | 0 | 0 | 0 | 0 | 0 | 1657.47 | 100 | 0 | 0 | 0 | 1495.3399 | 0 | 0 | 1495.3399 | 1495.4 | -0.060079
5039 | 100 | 0 | 159.54 | 0 | 0 | 0 | 0 | 0 | 0 | 0 | 0 | 1657.47 | 100 | 0 | 0 | 0 | 1495.3399 | 0 | 0 | 1495.3399 | 1495.4 | -0.060079
5040 | 100 | 0 | 165.68 | 0 | 0 | 0 | 0 | 0 | 0 | 0 | 0 | 1657.47 | 100 | 0 | 0 | 0 | 1495.3399 | 0 | 0 | 1495.3399 | 1495.4 | -0.060079
5041 | 100 | 0 | 171.81 | 0 | 0 | 0 | 0 | 0 | 0 | 0 | 0 | 1657.47 | 100 | 0 | 0 | 0 | 1495.3399 | 0 | 0 | 1495.3399 | 1495.4 | -0.060079
5042 | 100 | 0 | 177.95 | 0 | 0 | 0 | 0 | 0 | 0 | 0 | 0 | 1657.47 | 100 | 0 | 0 | 0 | 1495.3399 | 0 | 0 | 1495.3399 | 1495.4 | -0.060079
5043 | 100 | 0 | 184.09 | 0 | 0 | 0 | 0 | 0 | 0 | 0 | 0 | 1657.47 | 100 | 0 | 0 | 0 | 1495.3399 | 0 | 0 | 1495.3399 | 1495.4 | -0.060079
5044 | 100 | 0 | 190.22 | 0 | 0 | 0 | 0 | 0 | 0 | 0 | 0 | 1657.47 | 100 | 0 | 0 | 0 | 1495.3399 | 0 | 0 | 1495.3399 | 1495.4 | -0.060079
5045 | 100 | 0 | 196.36 | 0 | 0 | 0 | 0 | 0 | 0 | 0 | 0 | 1657.47 | 100 | 0 | 0 | 0 | 1495.3399 | 0 | 0 | 1495.3399 | 1495.4 | -0.060079
5046 | 100 | 0 | 202.5 | 0 | 0 | 0 | 0 | 0 | 0 | 0 | 0 | 1657.47 | 97.9 | 2.1 | 0 | 0 | 1495.3399 | 99.2581 | 2.1 | 1594.598 | 1594.57 | 0.028007
5047 | 100 | 0 | 208.63 | 0 | 0 | 0 | 0 | 0 | 0 | 0 | 0 | 1657.47 | 82.85 | 17.15 | 0 | 0 | 1495.3399 | 810.6077 | 17.15 | 2305.9476 | 2305.78 | 0.16762
5048 | 100 | 0 | 214.77 | 0 | 0 | 0 | 0 | 0 | 0 | 0 | 0 | 1657.47 | 36.4 | 63.6 | 0 | 0 | 1495.3399 | 3006.102 | 63.6 | 4501.442 | 4501.51 | -0.068043
5049 | 100 | 0 | 220.9 | 0 | 0 | 0 | 0 | 0 | 0 | 0 | 0 | 1657.47 | 0 | 110.2 | 10.2 | 0 | 1495.3399 | 4726.5755 | 100 | 6221.9154 | 6221.98 | -0.064551
5050 | 100 | 0 | 227.04 | 0 | 0 | 0 | 0 | 0 | 0 | 0 | 0 | 1657.47 | 0 | 146.43 | 46.43 | 0 | 1495.3399 | 4726.5755 | 100 | 6221.9154 | 6221.98 | -0.064551
5051 | 100 | 0 | 233.18 | 0 | 0 | 0 | 0 | 0 | 0 | 0 | 0 | 1657.47 | 0 | 171.78 | 71.78 | 0 | 1495.3399 | 4726.5755 | 100 | 6221.9154 | 6221.98 | -0.064551
5052 | 100 | 0 | 239.31 | 0 | 0 | 0 | 0 | 0 | 0 | 0 | 0 | 1657.47 | 0 | 185.37 | 85.37 | 0 | 1495.3399 | 4726.5755 | 100 | 6221.9154 | 6221.98 | -0.064551
5053 | 100 | 0 | 245.45 | 0 | 0 | 0 | 0 | 0 | 0 | 0 | 0 | 1657.47 | 0 | 188.26 | 88.26 | 0 | 1495.3399 | 4726.5755 | 100 | 6221.9154 | 6221.98 | -0.064551
5054 | 100 | 0 | 251.59 | 0 | 0 | 0 | 0 | 0 | 0 | 0 | 0 | 1657.47 | 0 | 179.58 | 79.58 | 0 | 1495.3399 | 4726.5755 | 100 | 6221.9154 | 6221.98 | -0.064551
5055 | 100 | 0 | 257.72 | 0 | 0 | 0 | 0 | 0 | 0 | 0 | 0 | 1657.47 | 0 | 159.79 | 59.79 | 0 | 1495.3399 | 4726.5755 | 100 | 6221.9154 | 6221.98 | -0.064551
5056 | 100 | 0 | 263.86 | 0 | 0 | 0 | 0 | 0 | 0 | 0 | 0 | 1657.47 | 0 | 127.62 | 27.62 | 0 | 1495.3399 | 4726.5755 | 100 | 6221.9154 | 6221.98 | -0.064551
5057 | 100 | 0 | 269.99 | 0 | 0 | 0 | 0 | 0 | 0 | 0 | 0 | 1657.47 | 14.69 | 85.31 | 0 | 0 | 1495.3399 | 4032.2416 | 85.31 | 5527.5815 | 5527.46 | 0.1215
5058 | 100 | 0 | 276.13 | 0 | 0 | 0 | 0 | 0 | 0 | 0 | 0 | 1657.47 | 64.14 | 35.86 | 0 | 0 | 1495.3399 | 1694.95 | 35.86 | 3190.2899 | 3190.54 | -0.25009
5059 | 100 | 0 | 282.27 | 0 | 0 | 0 | 0 | 0 | 0 | 0 | 0 | 1657.47 | 95.26 | 4.74 | 0 | 0 | 1495.3399 | 224.0397 | 4.74 | 1719.3796 | 1719.48 | -0.1004
5060 | 100 | 0 | 288.4 | 0 | 0 | 0 | 0 | 0 | 0 | 0 | 0 | 1657.47 | 100 | 0 | 0 | 0 | 1495.3399 | 0 | 0 | 1495.3399 | 1495.4 | -0.060079
5061 | 100 | 0 | 294.54 | 0 | 0 | 0 | 0 | 0 | 0 | 0 | 0 | 1657.47 | 100 | 0 | 0 | 0 | 1495.3399 | 0 | 0 | 1495.3399 | 1495.4 | -0.060079
5062 | 100 | 0 | 300.68 | 0 | 0 | 0 | 0 | 0 | 0 | 0 | 0 | 1657.47 | 100 | 0 | 0 | 0 | 1495.3399 | 0 | 0 | 1495.3399 | 1495.4 | -0.060079
5063 | 100 | 0 | 306.81 | 0 | 0 | 0 | 0 | 0 | 0 | 0 | 0 | 1657.47 | 100 | 0 | 0 | 0 | 1495.3399 | 0 | 0 | 1495.3399 | 1495.4 | -0.060079
5064 | 100 | 0 | 312.95 | 0 | 0 | 0 | 0 | 0 | 0 | 0 | 0 | 1657.47 | 100 | 0 | 0 | 0 | 1495.3399 | 0 | 0 | 1495.3399 | 1495.4 | -0.060079
5065 | 100 | 0 | 319.08 | 0 | 0 | 0 | 0 | 0 | 0 | 0 | 0 | 1657.47 | 100 | 0 | 0 | 0 | 1495.3399 | 0 | 0 | 1495.3399 | 1495.4 | -0.060079
5066 | 100 | 0 | 325.22 | 0 | 0 | 0 | 0 | 0 | 0 | 0 | 0 | 1657.47 | 100 | 0 | 0 | 0 | 1495.3399 | 0 | 0 | 1495.3399 | 1495.4 | -0.060079
5067 | 100 | 0 | 331.36 | 0 | 0 | 0 | 0 | 0 | 0 | 0 | 0 | 1657.47 | 100 | 0 | 0 | 0 | 1495.3399 | 0 | 0 | 1495.3399 | 1495.4 | -0.060079
5068 | 100 | 0 | 337.49 | 0 | 0 | 0 | 0 | 0 | 0 | 0 | 0 | 1657.47 | 100 | 0 | 0 | 0 | 1495.3399 | 0 | 0 | 1495.3399 | 1495.4 | -0.060079
5069 | 100 | 0 | 343.63 | 0 | 0 | 0 | 0 | 0 | 0 | 0 | 0 | 1657.47 | 100 | 0 | 0 | 0 | 1495.3399 | 0 | 0 | 1495.3399 | 1495.4 | -0.060079
5070 | 100 | 0 | 349.77 | 0 | 0 | 0 | 0 | 0 | 0 | 0 | 0 | 1657.47 | 97.99 | 2.01 | 0 | 0 | 1495.3399 | 95.0042 | 2.01 | 1590.3441 | 1590.55 | -0.20591
5071 | 100 | 0 | 355.9 | 0 | 0 | 0 | 0 | 0 | 0 | 0 | 0 | 1657.47 | 83.21 | 16.79 | 0 | 0 | 1495.3399 | 793.592 | 16.79 | 2288.932 | 2289.19 | -0.25805
5072 | 100 | 0 | 362.04 | 0 | 0 | 0 | 0 | 0 | 0 | 0 | 0 | 1657.47 | 33.73 | 66.27 | 0 | 0 | 1495.3399 | 3132.3016 | 66.27 | 4627.6415 | 4627.89 | -0.24848
5073 | 100 | 0 | 368.17 | 0 | 0 | 0 | 0 | 0 | 0 | 0 | 0 | 1657.47 | 0 | 116.31 | 16.31 | 0 | 1495.3399 | 4726.5755 | 100 | 6221.9154 | 6221.98 | -0.064551
5074 | 100 | 0 | 374.31 | 0 | 0 | 0 | 0 | 0 | 0 | 0 | 0 | 1657.47 | 0 | 154.16 | 54.16 | 0 | 1495.3399 | 4726.5755 | 100 | 6221.9154 | 6221.98 | -0.064551
5075 | 100 | 0 | 380.45 | 0 | 0 | 0 | 0 | 0 | 0 | 0 | 0 | 1657.47 | 0 | 178.22 | 78.22 | 0 | 1495.3399 | 4726.5755 | 100 | 6221.9154 | 6221.98 | -0.064551
5076 | 100 | 0 | 386.58 | 0 | 0 | 0 | 0 | 0 | 0 | 0 | 0 | 1657.47 | 0 | 189.56 | 89.56 | 0 | 1495.3399 | 4726.5755 | 100 | 6221.9154 | 6221.98 | -0.064551
5077 | 100 | 0 | 392.72 | 0 | 0 | 0 | 0 | 0 | 0 | 0 | 0 | 1657.47 | 0 | 191.1 | 91.1 | 0 | 1495.3399 | 4726.5755 | 100 | 6221.9154 | 6221.98 | -0.064551
5078 | 100 | 0 | 398.86 | 0 | 0 | 0 | 0 | 0 | 0 | 0 | 0 | 1657.47 | 0 | 180.95 | 80.95 | 0 | 1495.3399 | 4726.5755 | 100 | 6221.9154 | 6221.98 | -0.064551
5079 | 100 | 0 | 404.99 | 0 | 0 | 0 | 0 | 0 | 0 | 0 | 0 | 1657.47 | 0 | 161.45 | 61.45 | 0 | 1495.3399 | 4726.5755 | 100 | 6221.9154 | 6221.98 | -0.064551
5080 | 100 | 0 | 411.13 | 0 | 0 | 0 | 0 | 0 | 0 | 0 | 0 | 1657.47 | 0 | 129.3 | 29.3 | 0 | 1495.3399 | 4726.5755 | 100 | 6221.9154 | 6221.98 | -0.064551
5081 | 86.21 | 0 | 408.8 | 0 | 0 | 0 | 0 | 0 | 0 | 0 | 0 | 1657.47 | 0 | 86.21 | 0 | 0 | 1495.3399 | 4074.7808 | 86.21 | 5570.1207 | 5570 | 0.12068
5082 | 36.34 | 0 | 375.87 | 0 | 0 | 0 | 0 | 0 | 0 | 0 | 0 | 1657.47 | 0 | 36.34 | 0 | 0 | 1495.3399 | 1717.6375 | 36.34 | 3212.9775 | 3213.23 | -0.25253
5083 | 6.85 | 0 | 324.85 | 0 | 0 | 0 | 0 | 0 | 0 | 0 | 0 | 1657.47 | 1.87 | 4.98 | 0 | 0 | 1495.3399 | 235.3835 | 4.98 | 1730.7234 | 1730.89 | -0.16662
5084 | 1.87 | 0 | 270.76 | 0 | 0 | 0 | 0 | 0 | 0 | 0 | 0 | 1657.47 | 1.87 | 0 | 0 | 0 | 1495.3399 | 0 | 0 | 1495.3399 | 1495.4 | -0.060079
5085 | 1.87 | 0 | 216.68 | 0 | 0 | 0 | 0 | 0 | 0 | 0 | 0 | 1657.47 | 1.87 | 0 | 0 | 0 | 1495.3399 | 0 | 0 | 1495.3399 | 1495.4 | -0.060079
5086 | 100 | 0 | 222.82 | 0 | 0 | 0 | 0 | 0 | 0 | 0 | 0 | 1657.47 | 100 | 0 | 0 | 0 | 1495.3399 | 0 | 0 | 1495.3399 | 1495.4 | -0.060079
5087 | 100 | 0 | 228.95 | 0 | 0 | 0 | 0 | 0 | 0 | 0 | 0 | 1657.47 | 100 | 0 | 0 | 0 | 1495.3399 | 0 | 0 | 1495.3399 | 1495.4 | -0.060079
5088 | 100 | 0 | 235.09 | 0 | 0 | 0 | 0 | 0 | 0 | 0 | 0 | 1657.47 | 100 | 0 | 0 | 0 | 1495.3399 | 0 | 0 | 1495.3399 | 1495.4 | -0.060079
5089 | 100 | 0 | 241.22 | 0 | 0 | 0 | 0 | 0 | 0 | 0 | 0 | 1657.47 | 100 | 0 | 0 | 0 | 1495.3399 | 0 | 0 | 1495.3399 | 1495.4 | -0.060079
5090 | 100 | 0 | 247.36 | 0 | 0 | 0 | 0 | 0 | 0 | 0 | 0 | 1657.47 | 100 | 0 | 0 | 0 | 1495.3399 | 0 | 0 | 1495.3399 | 1495.4 | -0.060079
5091 | 100 | 0 | 253.5 | 0 | 0 | 0 | 0 | 0 | 0 | 0 | 0 | 1657.47 | 100 | 0 | 0 | 0 | 1495.3399 | 0 | 0 | 1495.3399 | 1495.4 | -0.060079
5092 | 100 | 0 | 259.63 | 0 | 0 | 0 | 0 | 0 | 0 | 0 | 0 | 1657.47 | 100 | 0 | 0 | 0 | 1495.3399 | 0 | 0 | 1495.3399 | 1495.4 | -0.060079
5093 | 100 | 0 | 265.77 | 0 | 0 | 0 | 0 | 0 | 0 | 0 | 0 | 1657.47 | 100 | 0 | 0 | 0 | 1495.3399 | 0 | 0 | 1495.3399 | 1495.4 | -0.060079
5094 | 100 | 0 | 271.91 | 0 | 0 | 0 | 0 | 0 | 0 | 0 | 0 | 1657.47 | 98.24 | 1.76 | 0 | 0 | 1495.3399 | 83.1877 | 1.76 | 1578.5276 | 1578.6 | -0.07235
5095 | 100 | 0 | 278.04 | 0 | 0 | 0 | 0 | 0 | 0 | 0 | 0 | 1657.47 | 83.21 | 16.79 | 0 | 0 | 1495.3399 | 793.592 | 16.79 | 2288.932 | 2288.91 | 0.021952
5096 | 100 | 0 | 284.18 | 0 | 0 | 0 | 0 | 0 | 0 | 0 | 0 | 1657.47 | 34.31 | 65.69 | 0 | 0 | 1495.3399 | 3104.8875 | 65.69 | 4600.2274 | 4600.2 | 0.027385
5097 | 100 | 0 | 290.31 | 0 | 0 | 0 | 0 | 0 | 0 | 0 | 0 | 1657.47 | 0 | 114.26 | 14.26 | 0 | 1495.3399 | 4726.5755 | 100 | 6221.9154 | 6221.98 | -0.064551
5098 | 100 | 0 | 296.45 | 0 | 0 | 0 | 0 | 0 | 0 | 0 | 0 | 1657.47 | 0 | 150.27 | 50.27 | 0 | 1495.3399 | 4726.5755 | 100 | 6221.9154 | 6221.98 | -0.064551
5099 | 100 | 0 | 302.59 | 0 | 0 | 0 | 0 | 0 | 0 | 0 | 0 | 1657.47 | 0 | 173.79 | 73.79 | 0 | 1495.3399 | 4726.5755 | 100 | 6221.9154 | 6221.98 | -0.064551
5100 | 100 | 0 | 308.72 | 0 | 0 | 0 | 0 | 0 | 0 | 0 | 0 | 1657.47 | 0 | 187.28 | 87.28 | 0 | 1495.3399 | 4726.5755 | 100 | 6221.9154 | 6221.98 | -0.064551
5101 | 100 | 0 | 314.86 | 0 | 0 | 0 | 0 | 0 | 0 | 0 | 0 | 1657.47 | 0 | 191.31 | 91.31 | 0 | 1495.3399 | 4726.5755 | 100 | 6221.9154 | 6221.98 | -0.064551
5102 | 100 | 0 | 321 | 0 | 0 | 0 | 0 | 0 | 0 | 0 | 0 | 1657.47 | 0 | 182.12 | 82.12 | 0 | 1495.3399 | 4726.5755 | 100 | 6221.9154 | 6221.98 | -0.064551
5103 | 100 | 0 | 327.13 | 0 | 0 | 0 | 0 | 0 | 0 | 0 | 0 | 1657.47 | 0 | 162.83 | 62.83 | 0 | 1495.3399 | 4726.5755 | 100 | 6221.9154 | 6221.98 | -0.064551
5104 | 100 | 0 | 333.27 | 0 | 0 | 0 | 0 | 0 | 0 | 0 | 0 | 1657.47 | 0 | 130.58 | 30.58 | 0 | 1495.3399 | 4726.5755 | 100 | 6221.9154 | 6221.98 | -0.064551
5105 | 86.98 | 0 | 331.42 | 0 | 0 | 0 | 0 | 0 | 0 | 0 | 0 | 1657.47 | 0 | 86.98 | 0 | 0 | 1495.3399 | 4111.1754 | 86.98 | 5606.5153 | 5606.67 | -0.15468
5106 | 36.42 | 0 | 298.53 | 0 | 0 | 0 | 0 | 0 | 0 | 0 | 0 | 1657.47 | 0 | 36.42 | 0 | 0 | 1495.3399 | 1721.4188 | 36.42 | 3216.7587 | 3216.73 | 0.028728
5107 | 31.86 | 0 | 262.85 | 0 | 0 | 0 | 0 | 0 | 0 | 0 | 0 | 1657.47 | 26.82 | 5.04 | 0 | 0 | 1495.3399 | 238.2194 | 5.04 | 1733.5593 | 1733.49 | 0.069327
5108 | 26.82 | 0 | 224.08 | 0 | 0 | 0 | 0 | 0 | 0 | 0 | 0 | 1657.47 | 26.82 | 0 | 0 | 0 | 1495.3399 | 0 | 0 | 1495.3399 | 1495.4 | -0.060079
5109 | 26.82 | 0 | 185.31 | 0 | 0 | 0 | 0 | 0 | 0 | 0 | 0 | 1657.47 | 26.82 | 0 | 0 | 0 | 1495.3399 | 0 | 0 | 1495.3399 | 1495.4 | -0.060079
5110 | 100 | 0 | 191.44 | 0 | 0 | 0 | 0 | 0 | 0 | 0 | 0 | 1657.47 | 100 | 0 | 0 | 0 | 1495.3399 | 0 | 0 | 1495.3399 | 1495.4 | -0.060079
5111 | 100 | 0 | 197.58 | 0 | 0 | 0 | 0 | 0 | 0 | 0 | 0 | 1657.47 | 100 | 0 | 0 | 0 | 1495.3399 | 0 | 0 | 1495.3399 | 1495.4 | -0.060079
5112 | 100 | 0 | 203.72 | 0 | 0 | 0 | 0 | 0 | 0 | 0 | 0 | 1657.47 | 100 | 0 | 0 | 0 | 1495.3399 | 0 | 0 | 1495.3399 | 1495.4 | -0.060079
5113 | 100 | 0 | 209.85 | 0 | 0 | 0 | 0 | 0 | 0 | 0 | 0 | 1657.47 | 100 | 0 | 0 | 0 | 1495.3399 | 0 | 0 | 1495.3399 | 1495.4 | -0.060079
5114 | 100 | 0 | 215.99 | 0 | 0 | 0 | 0 | 0 | 0 | 0 | 0 | 1657.47 | 100 | 0 | 0 | 0 | 1495.3399 | 0 | 0 | 1495.3399 | 1495.4 | -0.060079
5115 | 100 | 0 | 222.12 | 0 | 0 | 0 | 0 | 0 | 0 | 0 | 0 | 1657.47 | 100 | 0 | 0 | 0 | 1495.3399 | 0 | 0 | 1495.3399 | 1495.4 | -0.060079
5116 | 100 | 0 | 228.26 | 0 | 0 | 0 | 0 | 0 | 0 | 0 | 0 | 1657.47 | 100 | 0 | 0 | 0 | 1495.3399 | 0 | 0 | 1495.3399 | 1495.4 | -0.060079
5117 | 100 | 0 | 234.4 | 0 | 0 | 0 | 0 | 0 | 0 | 0 | 0 | 1657.47 | 100 | 0 | 0 | 0 | 1495.3399 | 0 | 0 | 1495.3399 | 1495.4 | -0.060079
5118 | 100 | 0 | 240.53 | 0 | 0 | 0 | 0 | 0 | 0 | 0 | 0 | 1657.47 | 97.99 | 2.01 | 0 | 0 | 1495.3399 | 95.0042 | 2.01 | 1590.3441 | 1590.19 | 0.15409
5119 | 100 | 0 | 246.67 | 0 | 0 | 0 | 0 | 0 | 0 | 0 | 0 | 1657.47 | 82.98 | 17.02 | 0 | 0 | 1495.3399 | 804.4632 | 17.02 | 2299.8031 | 2299.87 | -0.066924
5120 | 100 | 0 | 252.81 | 0 | 0 | 0 | 0 | 0 | 0 | 0 | 0 | 1657.47 | 33.32 | 66.68 | 0 | 0 | 1495.3399 | 3151.6806 | 66.68 | 4647.0205 | 4647.08 | -0.059517
5121 | 100 | 0 | 258.94 | 0 | 0 | 0 | 0 | 0 | 0 | 0 | 0 | 1657.47 | 0 | 115.98 | 15.98 | 0 | 1495.3399 | 4726.5755 | 100 | 6221.9154 | 6221.98 | -0.064551
5122 | 100 | 0 | 265.08 | 0 | 0 | 0 | 0 | 0 | 0 | 0 | 0 | 1657.47 | 0 | 153.63 | 53.63 | 0 | 1495.3399 | 4726.5755 | 100 | 6221.9154 | 6221.98 | -0.064551
5123 | 100 | 0 | 271.21 | 0 | 0 | 0 | 0 | 0 | 0 | 0 | 0 | 1657.47 | 0 | 178.65 | 78.65 | 0 | 1495.3399 | 4726.5755 | 100 | 6221.9154 | 6221.98 | -0.064551
5124 | 100 | 0 | 277.35 | 0 | 0 | 0 | 0 | 0 | 0 | 0 | 0 | 1657.47 | 0 | 191.64 | 91.64 | 0 | 1495.3399 | 4726.5755 | 100 | 6221.9154 | 6221.98 | -0.064551
5125 | 100 | 0 | 283.49 | 0 | 0 | 0 | 0 | 0 | 0 | 0 | 0 | 1657.47 | 0 | 193.37 | 93.37 | 0 | 1495.3399 | 4726.5755 | 100 | 6221.9154 | 6221.98 | -0.064551
5126 | 100 | 0 | 289.62 | 0 | 0 | 0 | 0 | 0 | 0 | 0 | 0 | 1657.47 | 0 | 183.23 | 83.23 | 0 | 1495.3399 | 4726.5755 | 100 | 6221.9154 | 6221.98 | -0.064551
5127 | 100 | 0 | 295.76 | 0 | 0 | 0 | 0 | 0 | 0 | 0 | 0 | 1657.47 | 0 | 162.74 | 62.74 | 0 | 1495.3399 | 4726.5755 | 100 | 6221.9154 | 6221.98 | -0.064551
5128 | 100 | 0 | 301.9 | 0 | 0 | 0 | 0 | 0 | 0 | 0 | 0 | 1657.47 | 0 | 129.58 | 29.58 | 0 | 1495.3399 | 4726.5755 | 100 | 6221.9154 | 6221.98 | -0.064551
5129 | 71.07 | 0 | 290.28 | 0 | 0 | 0 | 0 | 0 | 0 | 0 | 0 | 1657.47 | 0 | 71.07 | 0 | 0 | 1495.3399 | 3359.1772 | 71.07 | 4854.5171 | 4854.68 | -0.16285
5130 | 35.85 | 0 | 257.05 | 0 | 0 | 0 | 0 | 0 | 0 | 0 | 0 | 1657.47 | 0 | 35.85 | 0 | 0 | 1495.3399 | 1694.4773 | 35.85 | 3189.8172 | 3189.69 | 0.12725
5131 | 32.4 | 0 | 221.7 | 0 | 0 | 0 | 0 | 0 | 0 | 0 | 0 | 1657.47 | 26.82 | 5.58 | 0 | 0 | 1495.3399 | 263.7429 | 5.58 | 1759.0828 | 1759.22 | -0.13716
5132 | 26.82 | 0 | 182.93 | 0 | 0 | 0 | 0 | 0 | 0 | 0 | 0 | 1657.47 | 26.82 | 0 | 0 | 0 | 1495.3399 | 0 | 0 | 1495.3399 | 1495.4 | -0.060079
5133 | 26.82 | 0 | 144.16 | 0 | 0 | 0 | 0 | 0 | 0 | 0 | 0 | 1657.47 | 26.82 | 0 | 0 | 0 | 1495.3399 | 0 | 0 | 1495.3399 | 1495.4 | -0.060079
5134 | 100 | 0 | 150.29 | 0 | 0 | 0 | 0 | 0 | 0 | 0 | 0 | 1657.47 | 100 | 0 | 0 | 0 | 1495.3399 | 0 | 0 | 1495.3399 | 1495.4 | -0.060079
5135 | 100 | 0 | 156.43 | 0 | 0 | 0 | 0 | 0 | 0 | 0 | 0 | 1657.47 | 100 | 0 | 0 | 0 | 1495.3399 | 0 | 0 | 1495.3399 | 1495.4 | -0.060079
5136 | 100 | 0 | 162.56 | 0 | 0 | 0 | 0 | 0 | 0 | 0 | 0 | 1657.47 | 100 | 0 | 0 | 0 | 1495.3399 | 0 | 0 | 1495.3399 | 1495.4 | -0.060079
5137 | 100 | 0 | 168.7 | 0 | 0 | 0 | 0 | 0 | 0 | 0 | 0 | 1657.47 | 100 | 0 | 0 | 0 | 1495.3399 | 0 | 0 | 1495.3399 | 1495.4 | -0.060079
5138 | 100 | 0 | 174.84 | 0 | 0 | 0 | 0 | 0 | 0 | 0 | 0 | 1657.47 | 100 | 0 | 0 | 0 | 1495.3399 | 0 | 0 | 1495.3399 | 1495.4 | -0.060079
5139 | 100 | 0 | 180.97 | 0 | 0 | 0 | 0 | 0 | 0 | 0 | 0 | 1657.47 | 100 | 0 | 0 | 0 | 1495.3399 | 0 | 0 | 1495.3399 | 1495.4 | -0.060079
5140 | 100 | 0 | 187.11 | 0 | 0 | 0 | 0 | 0 | 0 | 0 | 0 | 1657.47 | 100 | 0 | 0 | 0 | 1495.3399 | 0 | 0 | 1495.3399 | 1495.4 | -0.060079
5141 | 100 | 0 | 193.25 | 0 | 0 | 0 | 0 | 0 | 0 | 0 | 0 | 1657.47 | 100 | 0 | 0 | 0 | 1495.3399 | 0 | 0 | 1495.3399 | 1495.4 | -0.060079
5142 | 100 | 0 | 199.38 | 0 | 0 | 0 | 0 | 0 | 0 | 0 | 0 | 1657.47 | 98.29 | 1.71 | 0 | 0 | 1495.3399 | 80.8244 | 1.71 | 1576.1644 | 1576.12 | 0.044362
5143 | 100 | 0 | 205.52 | 0 | 0 | 0 | 0 | 0 | 0 | 0 | 0 | 1657.47 | 82.34 | 17.66 | 0 | 0 | 1495.3399 | 834.7132 | 17.66 | 2330.0532 | 2330.32 | -0.26684
5144 | 100 | 0 | 211.65 | 0 | 0 | 0 | 0 | 0 | 0 | 0 | 0 | 1657.47 | 35.24 | 64.76 | 0 | 0 | 1495.3399 | 3060.9303 | 64.76 | 4556.2702 | 4556.52 | -0.24977
5145 | 100 | 0 | 217.79 | 0 | 0 | 0 | 0 | 0 | 0 | 0 | 0 | 1657.47 | 0 | 113.86 | 13.86 | 0 | 1495.3399 | 4726.5755 | 100 | 6221.9154 | 6221.98 | -0.064551
5146 | 100 | 0 | 223.93 | 0 | 0 | 0 | 0 | 0 | 0 | 0 | 0 | 1657.47 | 0 | 150.43 | 50.43 | 0 | 1495.3399 | 4726.5755 | 100 | 6221.9154 | 6221.98 | -0.064551
5147 | 100 | 0 | 230.06 | 0 | 0 | 0 | 0 | 0 | 0 | 0 | 0 | 1657.47 | 0 | 174.58 | 74.58 | 0 | 1495.3399 | 4726.5755 | 100 | 6221.9154 | 6221.98 | -0.064551
5148 | 100 | 0 | 236.2 | 0 | 0 | 0 | 0 | 0 | 0 | 0 | 0 | 1657.47 | 0 | 186.98 | 86.98 | 0 | 1495.3399 | 4726.5755 | 100 | 6221.9154 | 6221.98 | -0.064551
5149 | 100 | 0 | 242.34 | 0 | 0 | 0 | 0 | 0 | 0 | 0 | 0 | 1657.47 | 0 | 189.23 | 89.23 | 0 | 1495.3399 | 4726.5755 | 100 | 6221.9154 | 6221.98 | -0.064551
5150 | 100 | 0 | 248.47 | 0 | 0 | 0 | 0 | 0 | 0 | 0 | 0 | 1657.47 | 0 | 180.51 | 80.51 | 0 | 1495.3399 | 4726.5755 | 100 | 6221.9154 | 6221.98 | -0.064551
5151 | 100 | 0 | 254.61 | 0 | 0 | 0 | 0 | 0 | 0 | 0 | 0 | 1657.47 | 0 | 160.15 | 60.15 | 0 | 1495.3399 | 4726.5755 | 100 | 6221.9154 | 6221.98 | -0.064551
5152 | 100 | 0 | 260.74 | 0 | 0 | 0 | 0 | 0 | 0 | 0 | 0 | 1657.47 | 0 | 128.46 | 28.46 | 0 | 1495.3399 | 4726.5755 | 100 | 6221.9154 | 6221.98 | -0.064551
5153 | 85.8 | 0 | 258.17 | 0 | 0 | 0 | 0 | 0 | 0 | 0 | 0 | 1657.47 | 0 | 85.8 | 0 | 0 | 1495.3399 | 4055.4018 | 85.8 | 5550.7417 | 5550.9 | -0.15828
5154 | 35.73 | 0 | 224.86 | 0 | 0 | 0 | 0 | 0 | 0 | 0 | 0 | 1657.47 | 0 | 35.73 | 0 | 0 | 1495.3399 | 1688.8054 | 35.73 | 3184.1454 | 3184.21 | -0.064643
5155 | 31.84 | 0 | 189.17 | 0 | 0 | 0 | 0 | 0 | 0 | 0 | 0 | 1657.47 | 26.82 | 5.02 | 0 | 0 | 1495.3399 | 237.2741 | 5.02 | 1732.614 | 1732.83 | -0.21599
5156 | 26.82 | 0 | 150.4 | 0 | 0 | 0 | 0 | 0 | 0 | 0 | 0 | 1657.47 | 26.82 | 0 | 0 | 0 | 1495.3399 | 0 | 0 | 1495.3399 | 1495.4 | -0.060079
5157 | 26.82 | 0 | 111.63 | 0 | 0 | 0 | 0 | 0 | 0 | 0 | 0 | 1657.47 | 26.82 | 0 | 0 | 0 | 1495.3399 | 0 | 0 | 1495.3399 | 1495.4 | -0.060079
5158 | 100 | 0 | 117.77 | 0 | 0 | 0 | 0 | 0 | 0 | 0 | 0 | 1657.47 | 100 | 0 | 0 | 0 | 1495.3399 | 0 | 0 | 1495.3399 | 1495.4 | -0.060079
5159 | 100 | 0 | 123.9 | 0 | 0 | 0 | 0 | 0 | 0 | 0 | 0 | 1657.47 | 100 | 0 | 0 | 0 | 1495.3399 | 0 | 0 | 1495.3399 | 1495.4 | -0.060079
5160 | 100 | 0 | 130.04 | 0 | 0 | 0 | 0 | 0 | 0 | 0 | 0 | 1657.47 | 100 | 0 | 0 | 0 | 1495.3399 | 0 | 0 | 1495.3399 | 1495.4 | -0.060079
5161 | 100 | 0 | 136.17 | 0 | 0 | 0 | 0 | 0 | 0 | 0 | 0 | 1657.47 | 100 | 0 | 0 | 0 | 1495.3399 | 0 | 0 | 1495.3399 | 1495.4 | -0.060079
5162 | 100 | 0 | 142.31 | 0 | 0 | 0 | 0 | 0 | 0 | 0 | 0 | 1657.47 | 100 | 0 | 0 | 0 | 1495.3399 | 0 | 0 | 1495.3399 | 1495.4 | -0.060079
5163 | 100 | 0 | 148.45 | 0 | 0 | 0 | 0 | 0 | 0 | 0 | 0 | 1657.47 | 100 | 0 | 0 | 0 | 1495.3399 | 0 | 0 | 1495.3399 | 1495.4 | -0.060079
5164 | 100 | 0 | 154.58 | 0 | 0 | 0 | 0 | 0 | 0 | 0 | 0 | 1657.47 | 100 | 0 | 0 | 0 | 1495.3399 | 0 | 0 | 1495.3399 | 1495.4 | -0.060079
5165 | 100 | 0 | 160.72 | 0 | 0 | 0 | 0 | 0 | 0 | 0 | 0 | 1657.47 | 100 | 0 | 0 | 0 | 1495.3399 | 0 | 0 | 1495.3399 | 1495.4 | -0.060079
5166 | 100 | 0 | 166.86 | 0 | 0 | 0 | 0 | 0 | 0 | 0 | 0 | 1657.47 | 98.4 | 1.6 | 0 | 0 | 1495.3399 | 75.6252 | 1.6 | 1570.9651 | 1571.13 | -0.16487
5167 | 100 | 0 | 172.99 | 0 | 0 | 0 | 0 | 0 | 0 | 0 | 0 | 1657.47 | 82.64 | 17.36 | 0 | 0 | 1495.3399 | 820.5335 | 17.36 | 2315.8734 | 2315.95 | -0.076568
5168 | 100 | 0 | 179.13 | 0 | 0 | 0 | 0 | 0 | 0 | 0 | 0 | 1657.47 | 32.79 | 67.21 | 0 | 0 | 1495.3399 | 3176.7314 | 67.21 | 4672.0713 | 4672.23 | -0.15867
5169 | 100 | 0 | 185.26 | 0 | 0 | 0 | 0 | 0 | 0 | 0 | 0 | 1657.47 | 0 | 118.04 | 18.04 | 0 | 1495.3399 | 4726.5755 | 100 | 6221.9154 | 6221.98 | -0.064551
5170 | 100 | 0 | 191.4 | 0 | 0 | 0 | 0 | 0 | 0 | 0 | 0 | 1657.47 | 0 | 157.05 | 57.05 | 0 | 1495.3399 | 4726.5755 | 100 | 6221.9154 | 6221.98 | -0.064551
5171 | 100 | 0 | 197.54 | 0 | 0 | 0 | 0 | 0 | 0 | 0 | 0 | 1657.47 | 0 | 182.67 | 82.67 | 0 | 1495.3399 | 4726.5755 | 100 | 6221.9154 | 6221.98 | -0.064551
5172 | 100 | 0 | 203.67 | 0 | 0 | 0 | 0 | 0 | 0 | 0 | 0 | 1657.47 | 0 | 196.75 | 96.75 | 0 | 1495.3399 | 4726.5755 | 100 | 6221.9154 | 6221.98 | -0.064551
5173 | 100 | 0 | 209.81 | 0 | 0 | 0 | 0 | 0 | 0 | 0 | 0 | 1657.47 | 0 | 199.05 | 99.05 | 0 | 1495.3399 | 4726.5755 | 100 | 6221.9154 | 6221.98 | -0.064551
5174 | 100 | 0 | 215.95 | 0 | 0 | 0 | 0 | 0 | 0 | 0 | 0 | 1657.47 | 0 | 188.1 | 88.1 | 0 | 1495.3399 | 4726.5755 | 100 | 6221.9154 | 6221.98 | -0.064551
5175 | 100 | 0 | 222.08 | 0 | 0 | 0 | 0 | 0 | 0 | 0 | 0 | 1657.47 | 0 | 166.11 | 66.11 | 0 | 1495.3399 | 4726.5755 | 100 | 6221.9154 | 6221.98 | -0.064551
5176 | 100 | 0 | 228.22 | 0 | 0 | 0 | 0 | 0 | 0 | 0 | 0 | 1657.47 | 0 | 133.23 | 33.23 | 0 | 1495.3399 | 4726.5755 | 100 | 6221.9154 | 6221.98 | -0.064551
5177 | 87.27 | 0 | 226.54 | 0 | 0 | 0 | 0 | 0 | 0 | 0 | 0 | 1657.47 | 0 | 87.27 | 0 | 0 | 1495.3399 | 4124.8825 | 87.27 | 5620.2224 | 5620.1 | 0.12238
5178 | 35.89 | 0 | 193.33 | 0 | 0 | 0 | 0 | 0 | 0 | 0 | 0 | 1657.47 | 0 | 35.89 | 0 | 0 | 1495.3399 | 1696.368 | 35.89 | 3191.7079 | 3191.68 | 0.027878
5179 | 31.83 | 0 | 157.64 | 0 | 0 | 0 | 0 | 0 | 0 | 0 | 0 | 1657.47 | 26.82 | 5.01 | 0 | 0 | 1495.3399 | 236.8014 | 5.01 | 1732.1414 | 1732.4 | -0.25865
5180 | 26.82 | 0 | 118.86 | 0 | 0 | 0 | 0 | 0 | 0 | 0 | 0 | 1657.47 | 26.82 | 0 | 0 | 0 | 1495.3399 | 0 | 0 | 1495.3399 | 1495.4 | -0.060079
5181 | 26.82 | 0 | 80.09 | 0 | 0 | 0 | 0 | 0 | 0 | 0 | 0 | 1657.47 | 26.82 | 0 | 0 | 0 | 1495.3399 | 0 | 0 | 1495.3399 | 1495.4 | -0.060079
5182 | 100 | 0 | 86.23 | 0 | 0 | 0 | 0 | 0 | 0 | 0 | 0 | 1657.47 | 100 | 0 | 0 | 0 | 1495.3399 | 0 | 0 | 1495.3399 | 1495.4 | -0.060079
5183 | 100 | 0 | 92.36 | 0 | 0 | 0 | 0 | 0 | 0 | 0 | 0 | 1657.47 | 100 | 0 | 0 | 0 | 1495.3399 | 0 | 0 | 1495.3399 | 1495.4 | -0.060079
5184 | 100 | 0 | 98.5 | 0 | 0 | 0 | 0 | 0 | 0 | 0 | 0 | 1657.47 | 100 | 0 | 0 | 0 | 1495.3399 | 0 | 0 | 1495.3399 | 1495.4 | -0.060079
5185 | 100 | 0 | 104.64 | 0 | 0 | 0 | 0 | 0 | 0 | 0 | 0 | 1657.47 | 100 | 0 | 0 | 0 | 1495.3399 | 0 | 0 | 1495.3399 | 1495.4 | -0.060079
5186 | 100 | 0 | 110.77 | 0 | 0 | 0 | 0 | 0 | 0 | 0 | 0 | 1657.47 | 100 | 0 | 0 | 0 | 1495.3399 | 0 | 0 | 1495.3399 | 1495.4 | -0.060079
5187 | 100 | 0 | 116.91 | 0 | 0 | 0 | 0 | 0 | 0 | 0 | 0 | 1657.47 | 100 | 0 | 0 | 0 | 1495.3399 | 0 | 0 | 1495.3399 | 1495.4 | -0.060079
5188 | 100 | 0 | 123.05 | 0 | 0 | 0 | 0 | 0 | 0 | 0 | 0 | 1657.47 | 100 | 0 | 0 | 0 | 1495.3399 | 0 | 0 | 1495.3399 | 1495.4 | -0.060079
5189 | 100 | 0 | 129.18 | 0 | 0 | 0 | 0 | 0 | 0 | 0 | 0 | 1657.47 | 100 | 0 | 0 | 0 | 1495.3399 | 0 | 0 | 1495.3399 | 1495.4 | -0.060079
5190 | 100 | 0 | 135.32 | 0 | 0 | 0 | 0 | 0 | 0 | 0 | 0 | 1657.47 | 98.17 | 1.83 | 0 | 0 | 1495.3399 | 86.4963 | 1.83 | 1581.8363 | 1582.11 | -0.27375
5191 | 100 | 0 | 141.45 | 0 | 0 | 0 | 0 | 0 | 0 | 0 | 0 | 1657.47 | 82.63 | 17.37 | 0 | 0 | 1495.3399 | 821.0062 | 17.37 | 2316.3461 | 2316.38 | -0.03391
5192 | 100 | 0 | 147.59 | 0 | 0 | 0 | 0 | 0 | 0 | 0 | 0 | 1657.47 | 32.67 | 67.33 | 0 | 0 | 1495.3399 | 3182.4033 | 67.33 | 4677.7432 | 4677.81 | -0.066776
5193 | 100 | 0 | 153.73 | 0 | 0 | 0 | 0 | 0 | 0 | 0 | 0 | 1657.47 | 0 | 119.32 | 19.32 | 0 | 1495.3399 | 4726.5755 | 100 | 6221.9154 | 6221.98 | -0.064551
5194 | 100 | 0 | 159.86 | 0 | 0 | 0 | 0 | 0 | 0 | 0 | 0 | 1657.47 | 0 | 158.64 | 58.64 | 0 | 1495.3399 | 4726.5755 | 100 | 6221.9154 | 6221.98 | -0.064551
5195 | 100 | 0 | 166 | 0 | 0 | 0 | 0 | 0 | 0 | 0 | 0 | 1657.47 | 0 | 184.8 | 84.8 | 0 | 1495.3399 | 4726.5755 | 100 | 6221.9154 | 6221.98 | -0.064551
5196 | 100 | 0 | 172.14 | 0 | 0 | 0 | 0 | 0 | 0 | 0 | 0 | 1657.47 | 0 | 199.19 | 99.19 | 0 | 1495.3399 | 4726.5755 | 100 | 6221.9154 | 6221.98 | -0.064551
5197 | 100 | 0 | 178.27 | 0 | 0 | 0 | 0 | 0 | 0 | 0 | 0 | 1657.47 | 0 | 200 | 100 | 0 | 1495.3399 | 4726.5755 | 100 | 6221.9154 | 6221.98 | -0.064551
5198 | 100 | 0 | 184.41 | 0 | 0 | 0 | 0 | 0 | 0 | 0 | 0 | 1657.47 | 0 | 190.24 | 90.24 | 0 | 1495.3399 | 4726.5755 | 100 | 6221.9154 | 6221.98 | -0.064551
5199 | 100 | 0 | 190.54 | 0 | 0 | 0 | 0 | 0 | 0 | 0 | 0 | 1657.47 | 0 | 167.61 | 67.61 | 0 | 1495.3399 | 4726.5755 | 100 | 6221.9154 | 6221.98 | -0.064551
5200 | 100 | 0 | 196.68 | 0 | 0 | 0 | 0 | 0 | 0 | 0 | 0 | 1657.47 | 0 | 132.97 | 32.97 | 0 | 1495.3399 | 4726.5755 | 100 | 6221.9154 | 6221.98 | -0.064551
5201 | 100 | 0 | 202.82 | 0 | 0 | 0 | 0 | 0 | 0 | 0 | 0 | 1657.47 | 12.91 | 87.09 | 0 | 0 | 1495.3399 | 4116.3746 | 87.09 | 5611.7145 | 5611.78 | -0.065452
5202 | 100 | 0 | 208.95 | 0 | 0 | 0 | 0 | 0 | 0 | 0 | 0 | 1657.47 | 64.05 | 35.95 | 0 | 0 | 1495.3399 | 1699.2039 | 35.95 | 3194.5438 | 3194.51 | 0.033823
5203 | 100 | 0 | 215.09 | 0 | 0 | 0 | 0 | 0 | 0 | 0 | 0 | 1657.47 | 94.64 | 5.37 | 0 | 0 | 1495.3399 | 253.8171 | 5.37 | 1749.157 | 1748.98 | 0.17703
5204 | 100 | 0 | 221.23 | 0 | 0 | 0 | 0 | 0 | 0 | 0 | 0 | 1657.47 | 100 | 0 | 0 | 0 | 1495.3399 | 0 | 0 | 1495.3399 | 1495.4 | -0.060079
5205 | 100 | 0 | 227.36 | 0 | 0 | 0 | 0 | 0 | 0 | 0 | 0 | 1657.47 | 100 | 0 | 0 | 0 | 1495.3399 | 0 | 0 | 1495.3399 | 1495.4 | -0.060079
5206 | 100 | 0 | 233.5 | 0 | 0 | 0 | 0 | 0 | 0 | 0 | 0 | 1657.47 | 100 | 0 | 0 | 0 | 1495.3399 | 0 | 0 | 1495.3399 | 1495.4 | -0.060079
5207 | 100 | 0 | 239.63 | 0 | 0 | 0 | 0 | 0 | 0 | 0 | 0 | 1657.47 | 100 | 0 | 0 | 0 | 1495.3399 | 0 | 0 | 1495.3399 | 1495.4 | -0.060079
5208 | 100 | 0 | 245.77 | 0 | 0 | 0 | 0 | 0 | 0 | 0 | 0 | 1657.47 | 100 | 0 | 0 | 0 | 1495.3399 | 0 | 0 | 1495.3399 | 1495.4 | -0.060079
5209 | 100 | 0 | 251.91 | 0 | 0 | 0 | 0 | 0 | 0 | 0 | 0 | 1657.47 | 100 | 0 | 0 | 0 | 1495.3399 | 0 | 0 | 1495.3399 | 1495.4 | -0.060079
5210 | 100 | 0 | 258.04 | 0 | 0 | 0 | 0 | 0 | 0 | 0 | 0 | 1657.47 | 100 | 0 | 0 | 0 | 1495.3399 | 0 | 0 | 1495.3399 | 1495.4 | -0.060079
5211 | 100 | 0 | 264.18 | 0 | 0 | 0 | 0 | 0 | 0 | 0 | 0 | 1657.47 | 100 | 0 | 0 | 0 | 1495.3399 | 0 | 0 | 1495.3399 | 1495.4 | -0.060079
5212 | 100 | 0 | 270.32 | 0 | 0 | 0 | 0 | 0 | 0 | 0 | 0 | 1657.47 | 100 | 0 | 0 | 0 | 1495.3399 | 0 | 0 | 1495.3399 | 1495.4 | -0.060079
5213 | 100 | 0 | 276.45 | 0 | 0 | 0 | 0 | 0 | 0 | 0 | 0 | 1657.47 | 100 | 0 | 0 | 0 | 1495.3399 | 0 | 0 | 1495.3399 | 1495.4 | -0.060079
5214 | 100 | 0 | 282.59 | 0 | 0 | 0 | 0 | 0 | 0 | 0 | 0 | 1657.47 | 98.17 | 1.83 | 0 | 0 | 1495.3399 | 86.4963 | 1.83 | 1581.8363 | 1582.1 | -0.26375
5215 | 100 | 0 | 288.72 | 0 | 0 | 0 | 0 | 0 | 0 | 0 | 0 | 1657.47 | 82.16 | 17.84 | 0 | 0 | 1495.3399 | 843.2211 | 17.84 | 2338.561 | 2338.82 | -0.25901
5216 | 100 | 0 | 294.86 | 0 | 0 | 0 | 0 | 0 | 0 | 0 | 0 | 1657.47 | 33.62 | 66.38 | 0 | 0 | 1495.3399 | 3137.5008 | 66.38 | 4632.8408 | 4632.9 | -0.059244
5217 | 100 | 0 | 301 | 0 | 0 | 0 | 0 | 0 | 0 | 0 | 0 | 1657.47 | 0 | 118.09 | 18.09 | 0 | 1495.3399 | 4726.5755 | 100 | 6221.9154 | 6221.98 | -0.064551
5218 | 100 | 0 | 307.13 | 0 | 0 | 0 | 0 | 0 | 0 | 0 | 0 | 1657.47 | 0 | 159.06 | 59.06 | 0 | 1495.3399 | 4726.5755 | 100 | 6221.9154 | 6221.98 | -0.064551
5219 | 100 | 0 | 313.27 | 0 | 0 | 0 | 0 | 0 | 0 | 0 | 0 | 1657.47 | 0 | 186.92 | 86.92 | 0 | 1495.3399 | 4726.5755 | 100 | 6221.9154 | 6221.98 | -0.064551
5220 | 100 | 0 | 319.41 | 0 | 0 | 0 | 0 | 0 | 0 | 0 | 0 | 1657.47 | 0 | 200 | 100 | 0 | 1495.3399 | 4726.5755 | 100 | 6221.9154 | 6221.98 | -0.064551
5221 | 100 | 0 | 325.54 | 0 | 0 | 0 | 0 | 0 | 0 | 0 | 0 | 1657.47 | 0 | 200 | 100 | 0 | 1495.3399 | 4726.5755 | 100 | 6221.9154 | 6221.98 | -0.064551
5222 | 100 | 0 | 331.68 | 0 | 0 | 0 | 0 | 0 | 0 | 0 | 0 | 1657.47 | 0 | 190.75 | 90.75 | 0 | 1495.3399 | 4726.5755 | 100 | 6221.9154 | 6221.98 | -0.064551
5223 | 100 | 0 | 337.81 | 0 | 0 | 0 | 0 | 0 | 0 | 0 | 0 | 1657.47 | 0 | 168.28 | 68.28 | 0 | 1495.3399 | 4726.5755 | 100 | 6221.9154 | 6221.98 | -0.064551
5224 | 100 | 0 | 343.95 | 0 | 0 | 0 | 0 | 0 | 0 | 0 | 0 | 1657.47 | 0 | 134.41 | 34.41 | 0 | 1495.3399 | 4726.5755 | 100 | 6221.9154 | 6221.98 | -0.064551
5225 | 100 | 0 | 350.09 | 0 | 0 | 0 | 0 | 0 | 0 | 0 | 0 | 1657.47 | 11.81 | 88.19 | 0 | 0 | 1495.3399 | 4168.367 | 88.19 | 5663.7069 | 5663.77 | -0.063121
5226 | 100 | 0 | 356.22 | 0 | 0 | 0 | 0 | 0 | 0 | 0 | 0 | 1657.47 | 63.82 | 36.18 | 0 | 0 | 1495.3399 | 1710.075 | 36.18 | 3205.4149 | 3205.67 | -0.25505
5227 | 100 | 0 | 362.36 | 0 | 0 | 0 | 0 | 0 | 0 | 0 | 0 | 1657.47 | 94.34 | 5.66 | 0 | 0 | 1495.3399 | 267.5242 | 5.66 | 1762.8641 | 1763.11 | -0.2459
5228 | 100 | 0 | 368.5 | 0 | 0 | 0 | 0 | 0 | 0 | 0 | 0 | 1657.47 | 100 | 0 | 0 | 0 | 1495.3399 | 0 | 0 | 1495.3399 | 1495.4 | -0.060079
5229 | 100 | 0 | 374.63 | 0 | 0 | 0 | 0 | 0 | 0 | 0 | 0 | 1657.47 | 100 | 0 | 0 | 0 | 1495.3399 | 0 | 0 | 1495.3399 | 1495.4 | -0.060079
5230 | 100 | 0 | 380.77 | 0 | 0 | 0 | 0 | 0 | 0 | 0 | 0 | 1657.47 | 100 | 0 | 0 | 0 | 1495.3399 | 0 | 0 | 1495.3399 | 1495.4 | -0.060079
5231 | 100 | 0 | 386.9 | 0 | 0 | 0 | 0 | 0 | 0 | 0 | 0 | 1657.47 | 100 | 0 | 0 | 0 | 1495.3399 | 0 | 0 | 1495.3399 | 1495.4 | -0.060079
5232 | 100 | 0 | 393.04 | 0 | 0 | 0 | 0 | 0 | 0 | 0 | 0 | 1657.47 | 100 | 0 | 0 | 0 | 1495.3399 | 0 | 0 | 1495.3399 | 1495.4 | -0.060079
5233 | 100 | 0 | 399.18 | 0 | 0 | 0 | 0 | 0 | 0 | 0 | 0 | 1657.47 | 100 | 0 | 0 | 0 | 1495.3399 | 0 | 0 | 1495.3399 | 1495.4 | -0.060079
5234 | 100 | 0 | 405.31 | 0 | 0 | 0 | 0 | 0 | 0 | 0 | 0 | 1657.47 | 100 | 0 | 0 | 0 | 1495.3399 | 0 | 0 | 1495.3399 | 1495.4 | -0.060079
5235 | 100 | 0 | 411.45 | 0 | 0 | 0 | 0 | 0 | 0 | 0 | 0 | 1657.47 | 100 | 0 | 0 | 0 | 1495.3399 | 0 | 0 | 1495.3399 | 1495.4 | -0.060079
5236 | 100 | 0 | 417.59 | 0 | 0 | 0 | 0 | 0 | 0 | 0 | 0 | 1657.47 | 100 | 0 | 0 | 0 | 1495.3399 | 0 | 0 | 1495.3399 | 1495.4 | -0.060079
5237 | 100 | 0 | 423.72 | 0 | 0 | 0 | 0 | 0 | 0 | 0 | 0 | 1657.47 | 100 | 0 | 0 | 0 | 1495.3399 | 0 | 0 | 1495.3399 | 1495.4 | -0.060079
5238 | 100 | 0 | 429.86 | 0 | 0 | 0 | 0 | 0 | 0 | 0 | 0 | 1657.47 | 98.38 | 1.62 | 0 | 0 | 1495.3399 | 76.5705 | 1.62 | 1571.9104 | 1571.82 | 0.090444
5239 | 100 | 0 | 435.99 | 0 | 0 | 0 | 0 | 0 | 0 | 0 | 0 | 1657.47 | 82.86 | 17.14 | 0 | 0 | 1495.3399 | 810.135 | 17.14 | 2305.475 | 2305.44 | 0.034966
5240 | 100 | 0 | 442.13 | 0 | 0 | 0 | 0 | 0 | 0 | 0 | 0 | 1657.47 | 31.98 | 68.02 | 0 | 0 | 1495.3399 | 3215.0167 | 68.02 | 4710.3566 | 4710.61 | -0.25341
5241 | 100 | 0 | 448.27 | 0 | 0 | 0 | 0 | 0 | 0 | 0 | 0 | 1657.47 | 0 | 121.25 | 21.25 | 0 | 1495.3399 | 4726.5755 | 100 | 6221.9154 | 6221.98 | -0.064551
5242 | 100 | 0 | 454.4 | 0 | 0 | 0 | 0 | 0 | 0 | 0 | 0 | 1657.47 | 0 | 163.02 | 63.02 | 0 | 1495.3399 | 4726.5755 | 100 | 6221.9154 | 6221.98 | -0.064551
5243 | 100 | 0 | 460.54 | 0 | 0 | 0 | 0 | 0 | 0 | 0 | 0 | 1657.47 | 0 | 190.88 | 90.88 | 0 | 1495.3399 | 4726.5755 | 100 | 6221.9154 | 6221.98 | -0.064551
5244 | 100 | 0 | 466.68 | 0 | 0 | 0 | 0 | 0 | 0 | 0 | 0 | 1657.47 | 0 | 200 | 100 | 0 | 1495.3399 | 4726.5755 | 100 | 6221.9154 | 6221.98 | -0.064551
5245 | 100 | 0 | 472.81 | 0 | 0 | 0 | 0 | 0 | 0 | 0 | 0 | 1657.47 | 0 | 200 | 100 | 0 | 1495.3399 | 4726.5755 | 100 | 6221.9154 | 6221.98 | -0.064551
5246 | 100 | 0 | 478.95 | 0 | 0 | 0 | 0 | 0 | 0 | 0 | 0 | 1657.47 | 0 | 193.18 | 93.18 | 0 | 1495.3399 | 4726.5755 | 100 | 6221.9154 | 6221.98 | -0.064551
5247 | 100 | 0 | 485.08 | 0 | 0 | 0 | 0 | 0 | 0 | 0 | 0 | 1657.47 | 0 | 169.04 | 69.04 | 0 | 1495.3399 | 4726.5755 | 100 | 6221.9154 | 6221.98 | -0.064551
5248 | 100 | 0 | 491.22 | 0 | 0 | 0 | 0 | 0 | 0 | 0 | 0 | 1657.47 | 0 | 133.95 | 33.95 | 0 | 1495.3399 | 4726.5755 | 100 | 6221.9154 | 6221.98 | -0.064551
5249 | 87.2 | 0 | 489.5 | 0 | 0 | 0 | 0 | 0 | 0 | 0 | 0 | 1657.47 | 0 | 87.2 | 0 | 0 | 1495.3399 | 4121.5739 | 87.2 | 5616.9138 | 5616.88 | 0.033781
5250 | 35.37 | 0 | 455.98 | 0 | 0 | 0 | 0 | 0 | 0 | 0 | 0 | 1657.47 | 0 | 35.37 | 0 | 0 | 1495.3399 | 1671.7898 | 35.37 | 3167.1297 | 3167.19 | -0.060315
5251 | 31.56 | 0 | 420.11 | 0 | 0 | 0 | 0 | 0 | 0 | 0 | 0 | 1657.47 | 26.82 | 4.74 | 0 | 0 | 1495.3399 | 224.0397 | 4.74 | 1719.3796 | 1719.58 | -0.2004
5252 | 26.82 | 0 | 381.34 | 0 | 0 | 0 | 0 | 0 | 0 | 0 | 0 | 1657.47 | 26.82 | 0 | 0 | 0 | 1495.3399 | 0 | 0 | 1495.3399 | 1495.4 | -0.060079
5253 | 26.82 | 0 | 342.57 | 0 | 0 | 0 | 0 | 0 | 0 | 0 | 0 | 1657.47 | 26.82 | 0 | 0 | 0 | 1495.3399 | 0 | 0 | 1495.3399 | 1495.4 | -0.060079
5254 | 100 | 0 | 348.71 | 0 | 0 | 0 | 0 | 0 | 0 | 0 | 0 | 1657.47 | 100 | 0 | 0 | 0 | 1495.3399 | 0 | 0 | 1495.3399 | 1495.4 | -0.060079
5255 | 100 | 0 | 354.84 | 0 | 0 | 0 | 0 | 0 | 0 | 0 | 0 | 1657.47 | 100 | 0 | 0 | 0 | 1495.3399 | 0 | 0 | 1495.3399 | 1495.4 | -0.060079
5256 | 100 | 0 | 360.98 | 0 | 0 | 0 | 0 | 0 | 0 | 0 | 0 | 1657.47 | 100 | 0 | 0 | 0 | 1495.3399 | 0 | 0 | 1495.3399 | 1495.4 | -0.060079
5257 | 100 | 0 | 367.11 | 0 | 0 | 0 | 0 | 0 | 0 | 0 | 0 | 1657.47 | 100 | 0 | 0 | 0 | 1495.3399 | 0 | 0 | 1495.3399 | 1495.4 | -0.060079
5258 | 100 | 0 | 373.25 | 0 | 0 | 0 | 0 | 0 | 0 | 0 | 0 | 1657.47 | 100 | 0 | 0 | 0 | 1495.3399 | 0 | 0 | 1495.3399 | 1495.4 | -0.060079
5259 | 100 | 0 | 379.39 | 0 | 0 | 0 | 0 | 0 | 0 | 0 | 0 | 1657.47 | 100 | 0 | 0 | 0 | 1495.3399 | 0 | 0 | 1495.3399 | 1495.4 | -0.060079
5260 | 100 | 0 | 385.52 | 0 | 0 | 0 | 0 | 0 | 0 | 0 | 0 | 1657.47 | 100 | 0 | 0 | 0 | 1495.3399 | 0 | 0 | 1495.3399 | 1495.4 | -0.060079
5261 | 100 | 0 | 391.66 | 0 | 0 | 0 | 0 | 0 | 0 | 0 | 0 | 1657.47 | 100 | 0 | 0 | 0 | 1495.3399 | 0 | 0 | 1495.3399 | 1495.4 | -0.060079
5262 | 100 | 0 | 397.8 | 0 | 0 | 0 | 0 | 0 | 0 | 0 | 0 | 1657.47 | 98.62 | 1.38 | 0 | 0 | 1495.3399 | 65.2267 | 1.38 | 1560.5667 | 1560.47 | 0.096663
5263 | 100 | 0 | 403.93 | 0 | 0 | 0 | 0 | 0 | 0 | 0 | 0 | 1657.47 | 83.46 | 16.54 | 0 | 0 | 1495.3399 | 781.7756 | 16.54 | 2277.1155 | 2277.09 | 0.025513
5264 | 100 | 0 | 410.07 | 0 | 0 | 0 | 0 | 0 | 0 | 0 | 0 | 1657.47 | 34.2 | 65.8 | 0 | 0 | 1495.3399 | 3110.0867 | 65.8 | 4605.4266 | 4605.49 | -0.063382
5265 | 100 | 0 | 416.2 | 0 | 0 | 0 | 0 | 0 | 0 | 0 | 0 | 1657.47 | 0 | 116.67 | 16.67 | 0 | 1495.3399 | 4726.5755 | 100 | 6221.9154 | 6221.98 | -0.064551
5266 | 100 | 0 | 422.34 | 0 | 0 | 0 | 0 | 0 | 0 | 0 | 0 | 1657.47 | 0 | 156.7 | 56.7 | 0 | 1495.3399 | 4726.5755 | 100 | 6221.9154 | 6221.98 | -0.064551
5267 | 100 | 0 | 428.48 | 0 | 0 | 0 | 0 | 0 | 0 | 0 | 0 | 1657.47 | 0 | 184.27 | 84.27 | 0 | 1495.3399 | 4726.5755 | 100 | 6221.9154 | 6221.98 | -0.064551
5268 | 100 | 0 | 434.61 | 0 | 0 | 0 | 0 | 0 | 0 | 0 | 0 | 1657.47 | 0 | 198.52 | 98.52 | 0 | 1495.3399 | 4726.5755 | 100 | 6221.9154 | 6221.98 | -0.064551
5269 | 100 | 0 | 440.75 | 0 | 0 | 0 | 0 | 0 | 0 | 0 | 0 | 1657.47 | 0 | 199.12 | 99.12 | 0 | 1495.3399 | 4726.5755 | 100 | 6221.9154 | 6221.98 | -0.064551
5270 | 100 | 0 | 446.89 | 0 | 0 | 0 | 0 | 0 | 0 | 0 | 0 | 1657.47 | 0 | 187.77 | 87.77 | 0 | 1495.3399 | 4726.5755 | 100 | 6221.9154 | 6221.98 | -0.064551
5271 | 100 | 0 | 453.02 | 0 | 0 | 0 | 0 | 0 | 0 | 0 | 0 | 1657.47 | 0 | 165.87 | 65.87 | 0 | 1495.3399 | 4726.5755 | 100 | 6221.9154 | 6221.98 | -0.064551
5272 | 100 | 0 | 459.16 | 0 | 0 | 0 | 0 | 0 | 0 | 0 | 0 | 1657.47 | 0 | 131.34 | 31.34 | 0 | 1495.3399 | 4726.5755 | 100 | 6221.9154 | 6221.98 | -0.064551
5273 | 85.72 | 0 | 456.53 | 0 | 0 | 0 | 0 | 0 | 0 | 0 | 0 | 1657.47 | 0 | 85.72 | 0 | 0 | 1495.3399 | 4051.6205 | 85.72 | 5546.9605 | 5547.02 | -0.059536
5274 | 34.34 | 0 | 422.38 | 0 | 0 | 0 | 0 | 0 | 0 | 0 | 0 | 1657.47 | 0 | 34.34 | 0 | 0 | 1495.3399 | 1623.106 | 34.34 | 3118.446 | 3118.6 | -0.15404
5275 | 31.19 | 0 | 386.29 | 0 | 0 | 0 | 0 | 0 | 0 | 0 | 0 | 1657.47 | 26.82 | 4.37 | 0 | 0 | 1495.3399 | 206.5514 | 4.37 | 1701.8913 | 1702.03 | -0.13873
5276 | 26.82 | 0 | 347.51 | 0 | 0 | 0 | 0 | 0 | 0 | 0 | 0 | 1657.47 | 26.82 | 0 | 0 | 0 | 1495.3399 | 0 | 0 | 1495.3399 | 1495.4 | -0.060079
5277 | 26.82 | 0 | 308.74 | 0 | 0 | 0 | 0 | 0 | 0 | 0 | 0 | 1657.47 | 26.82 | 0 | 0 | 0 | 1495.3399 | 0 | 0 | 1495.3399 | 1495.4 | -0.060079
5278 | 100 | 0 | 314.88 | 0 | 0 | 0 | 0 | 0 | 0 | 0 | 0 | 1657.47 | 100 | 0 | 0 | 0 | 1495.3399 | 0 | 0 | 1495.3399 | 1495.4 | -0.060079
5279 | 100 | 0 | 321.01 | 0 | 0 | 0 | 0 | 0 | 0 | 0 | 0 | 1657.47 | 100 | 0 | 0 | 0 | 1495.3399 | 0 | 0 | 1495.3399 | 1495.4 | -0.060079
5280 | 100 | 0 | 327.15 | 0 | 0 | 0 | 0 | 0 | 0 | 0 | 0 | 1657.47 | 100 | 0 | 0 | 0 | 1495.3399 | 0 | 0 | 1495.3399 | 1495.4 | -0.060079
5281 | 100 | 0 | 333.29 | 0 | 0 | 0 | 0 | 0 | 0 | 0 | 0 | 1657.47 | 100 | 0 | 0 | 0 | 1495.3399 | 0 | 0 | 1495.3399 | 1495.4 | -0.060079
5282 | 100 | 0 | 339.42 | 0 | 0 | 0 | 0 | 0 | 0 | 0 | 0 | 1657.47 | 100 | 0 | 0 | 0 | 1495.3399 | 0 | 0 | 1495.3399 | 1495.4 | -0.060079
5283 | 100 | 0 | 345.56 | 0 | 0 | 0 | 0 | 0 | 0 | 0 | 0 | 1657.47 | 100 | 0 | 0 | 0 | 1495.3399 | 0 | 0 | 1495.3399 | 1495.4 | -0.060079
5284 | 100 | 0 | 351.69 | 0 | 0 | 0 | 0 | 0 | 0 | 0 | 0 | 1657.47 | 100 | 0 | 0 | 0 | 1495.3399 | 0 | 0 | 1495.3399 | 1495.4 | -0.060079
5285 | 100 | 0 | 357.83 | 0 | 0 | 0 | 0 | 0 | 0 | 0 | 0 | 1657.47 | 100 | 0 | 0 | 0 | 1495.3399 | 0 | 0 | 1495.3399 | 1495.4 | -0.060079
5286 | 100 | 0 | 363.97 | 0 | 0 | 0 | 0 | 0 | 0 | 0 | 0 | 1657.47 | 98.83 | 1.17 | 0 | 0 | 1495.3399 | 55.3009 | 1.17 | 1550.6409 | 1550.66 | -0.019146
5287 | 100 | 0 | 370.1 | 0 | 0 | 0 | 0 | 0 | 0 | 0 | 0 | 1657.47 | 83.96 | 16.04 | 0 | 0 | 1495.3399 | 758.1427 | 16.04 | 2253.4826 | 2253.73 | -0.24736
5288 | 100 | 0 | 376.24 | 0 | 0 | 0 | 0 | 0 | 0 | 0 | 0 | 1657.47 | 33.55 | 66.45 | 0 | 0 | 1495.3399 | 3140.8094 | 66.45 | 4636.1494 | 4636.4 | -0.25064
5289 | 100 | 0 | 382.38 | 0 | 0 | 0 | 0 | 0 | 0 | 0 | 0 | 1657.47 | 0 | 118.69 | 18.69 | 0 | 1495.3399 | 4726.5755 | 100 | 6221.9154 | 6221.98 | -0.064551
5290 | 100 | 0 | 388.51 | 0 | 0 | 0 | 0 | 0 | 0 | 0 | 0 | 1657.47 | 0 | 159.04 | 59.04 | 0 | 1495.3399 | 4726.5755 | 100 | 6221.9154 | 6221.98 | -0.064551
5291 | 100 | 0 | 394.65 | 0 | 0 | 0 | 0 | 0 | 0 | 0 | 0 | 1657.47 | 0 | 186.51 | 86.51 | 0 | 1495.3399 | 4726.5755 | 100 | 6221.9154 | 6221.98 | -0.064551
5292 | 100 | 0 | 400.78 | 0 | 0 | 0 | 0 | 0 | 0 | 0 | 0 | 1657.47 | 0 | 200 | 100 | 0 | 1495.3399 | 4726.5755 | 100 | 6221.9154 | 6221.98 | -0.064551
5293 | 100 | 0 | 406.92 | 0 | 0 | 0 | 0 | 0 | 0 | 0 | 0 | 1657.47 | 0 | 200 | 100 | 0 | 1495.3399 | 4726.5755 | 100 | 6221.9154 | 6221.98 | -0.064551
5294 | 100 | 0 | 413.06 | 0 | 0 | 0 | 0 | 0 | 0 | 0 | 0 | 1657.47 | 0 | 190.07 | 90.07 | 0 | 1495.3399 | 4726.5755 | 100 | 6221.9154 | 6221.98 | -0.064551
5295 | 100 | 0 | 419.19 | 0 | 0 | 0 | 0 | 0 | 0 | 0 | 0 | 1657.47 | 0 | 166.8 | 66.8 | 0 | 1495.3399 | 4726.5755 | 100 | 6221.9154 | 6221.98 | -0.064551
5296 | 100 | 0 | 425.33 | 0 | 0 | 0 | 0 | 0 | 0 | 0 | 0 | 1657.47 | 0 | 131.79 | 31.79 | 0 | 1495.3399 | 4726.5755 | 100 | 6221.9154 | 6221.98 | -0.064551
5297 | 85.33 | 0 | 422.46 | 0 | 0 | 0 | 0 | 0 | 0 | 0 | 0 | 1657.47 | 0 | 85.33 | 0 | 0 | 1495.3399 | 4033.1869 | 85.33 | 5528.5268 | 5528.59 | -0.063181
5298 | 34.07 | 0 | 388.14 | 0 | 0 | 0 | 0 | 0 | 0 | 0 | 0 | 1657.47 | 0 | 34.07 | 0 | 0 | 1495.3399 | 1610.3443 | 34.07 | 3105.6842 | 3105.84 | -0.1558
5299 | 31.39 | 0 | 352.18 | 0 | 0 | 0 | 0 | 0 | 0 | 0 | 0 | 1657.47 | 26.82 | 4.57 | 0 | 0 | 1495.3399 | 216.0045 | 4.57 | 1711.3444 | 1711.51 | -0.16558
5300 | 26.82 | 0 | 313.4 | 0 | 0 | 0 | 0 | 0 | 0 | 0 | 0 | 1657.47 | 26.82 | 0 | 0 | 0 | 1495.3399 | 0 | 0 | 1495.3399 | 1495.4 | -0.060079
5301 | 26.82 | 0 | 274.63 | 0 | 0 | 0 | 0 | 0 | 0 | 0 | 0 | 1657.47 | 26.82 | 0 | 0 | 0 | 1495.3399 | 0 | 0 | 1495.3399 | 1495.4 | -0.060079
5302 | 100 | 0 | 280.77 | 0 | 0 | 0 | 0 | 0 | 0 | 0 | 0 | 1657.47 | 100 | 0 | 0 | 0 | 1495.3399 | 0 | 0 | 1495.3399 | 1495.4 | -0.060079
5303 | 100 | 0 | 286.9 | 0 | 0 | 0 | 0 | 0 | 0 | 0 | 0 | 1657.47 | 100 | 0 | 0 | 0 | 1495.3399 | 0 | 0 | 1495.3399 | 1495.4 | -0.060079
5304 | 100 | 0 | 293.04 | 0 | 0 | 0 | 0 | 0 | 0 | 0 | 0 | 1657.47 | 100 | 0 | 0 | 0 | 1495.3399 | 0 | 0 | 1495.3399 | 1495.4 | -0.060079
5305 | 100 | 0 | 299.18 | 0 | 0 | 0 | 0 | 0 | 0 | 0 | 0 | 1657.47 | 100 | 0 | 0 | 0 | 1495.3399 | 0 | 0 | 1495.3399 | 1495.4 | -0.060079
5306 | 100 | 0 | 305.31 | 0 | 0 | 0 | 0 | 0 | 0 | 0 | 0 | 1657.47 | 100 | 0 | 0 | 0 | 1495.3399 | 0 | 0 | 1495.3399 | 1495.4 | -0.060079
5307 | 100 | 0 | 311.45 | 0 | 0 | 0 | 0 | 0 | 0 | 0 | 0 | 1657.47 | 100 | 0 | 0 | 0 | 1495.3399 | 0 | 0 | 1495.3399 | 1495.4 | -0.060079
5308 | 100 | 0 | 317.58 | 0 | 0 | 0 | 0 | 0 | 0 | 0 | 0 | 1657.47 | 100 | 0 | 0 | 0 | 1495.3399 | 0 | 0 | 1495.3399 | 1495.4 | -0.060079
5309 | 100 | 0 | 323.72 | 0 | 0 | 0 | 0 | 0 | 0 | 0 | 0 | 1657.47 | 100 | 0 | 0 | 0 | 1495.3399 | 0 | 0 | 1495.3399 | 1495.4 | -0.060079
5310 | 100 | 0 | 329.86 | 0 | 0 | 0 | 0 | 0 | 0 | 0 | 0 | 1657.47 | 99.06 | 0.94 | 0 | 0 | 1495.3399 | 44.4298 | 0.94 | 1539.7697 | 1539.92 | -0.15027
5311 | 100 | 0 | 335.99 | 0 | 0 | 0 | 0 | 0 | 0 | 0 | 0 | 1657.47 | 83.34 | 16.66 | 0 | 0 | 1495.3399 | 787.4475 | 16.66 | 2282.7874 | 2282.91 | -0.1226
5312 | 100 | 0 | 342.13 | 0 | 0 | 0 | 0 | 0 | 0 | 0 | 0 | 1657.47 | 35.23 | 64.77 | 0 | 0 | 1495.3399 | 3061.403 | 64.77 | 4556.7429 | 4556.62 | 0.12289
5313 | 100 | 0 | 348.27 | 0 | 0 | 0 | 0 | 0 | 0 | 0 | 0 | 1657.47 | 0 | 116.36 | 16.36 | 0 | 1495.3399 | 4726.5755 | 100 | 6221.9154 | 6221.98 | -0.064551
5314 | 100 | 0 | 354.4 | 0 | 0 | 0 | 0 | 0 | 0 | 0 | 0 | 1657.47 | 0 | 156.01 | 56.01 | 0 | 1495.3399 | 4726.5755 | 100 | 6221.9154 | 6221.98 | -0.064551
5315 | 100 | 0 | 360.54 | 0 | 0 | 0 | 0 | 0 | 0 | 0 | 0 | 1657.47 | 0 | 182.55 | 82.55 | 0 | 1495.3399 | 4726.5755 | 100 | 6221.9154 | 6221.98 | -0.064551
5316 | 100 | 0 | 366.67 | 0 | 0 | 0 | 0 | 0 | 0 | 0 | 0 | 1657.47 | 0 | 196.57 | 96.57 | 0 | 1495.3399 | 4726.5755 | 100 | 6221.9154 | 6221.98 | -0.064551
5317 | 100 | 0 | 372.81 | 0 | 0 | 0 | 0 | 0 | 0 | 0 | 0 | 1657.47 | 0 | 198.27 | 98.27 | 0 | 1495.3399 | 4726.5755 | 100 | 6221.9154 | 6221.98 | -0.064551
5318 | 100 | 0 | 378.95 | 0 | 0 | 0 | 0 | 0 | 0 | 0 | 0 | 1657.47 | 0 | 186.94 | 86.94 | 0 | 1495.3399 | 4726.5755 | 100 | 6221.9154 | 6221.98 | -0.064551
5319 | 100 | 0 | 385.08 | 0 | 0 | 0 | 0 | 0 | 0 | 0 | 0 | 1657.47 | 0 | 164.21 | 64.21 | 0 | 1495.3399 | 4726.5755 | 100 | 6221.9154 | 6221.98 | -0.064551
5320 | 100 | 0 | 391.22 | 0 | 0 | 0 | 0 | 0 | 0 | 0 | 0 | 1657.47 | 0 | 130.36 | 30.36 | 0 | 1495.3399 | 4726.5755 | 100 | 6221.9154 | 6221.98 | -0.064551
5321 | 84.69 | 0 | 387.96 | 0 | 0 | 0 | 0 | 0 | 0 | 0 | 0 | 1657.47 | 0 | 84.69 | 0 | 0 | 1495.3399 | 4002.9368 | 84.69 | 5498.2767 | 5498.43 | -0.15326
5322 | 33.63 | 0 | 353.37 | 0 | 0 | 0 | 0 | 0 | 0 | 0 | 0 | 1657.47 | 0 | 33.63 | 0 | 0 | 1495.3399 | 1589.5474 | 33.63 | 3084.8873 | 3084.76 | 0.12727
5323 | 31.27 | 0 | 317.33 | 0 | 0 | 0 | 0 | 0 | 0 | 0 | 0 | 1657.47 | 26.82 | 4.45 | 0 | 0 | 1495.3399 | 210.3326 | 4.45 | 1705.6725 | 1705.84 | -0.16747
5324 | 26.82 | 0 | 278.55 | 0 | 0 | 0 | 0 | 0 | 0 | 0 | 0 | 1657.47 | 26.82 | 0 | 0 | 0 | 1495.3399 | 0 | 0 | 1495.3399 | 1495.4 | -0.060079
5325 | 26.82 | 0 | 239.78 | 0 | 0 | 0 | 0 | 0 | 0 | 0 | 0 | 1657.47 | 26.82 | 0 | 0 | 0 | 1495.3399 | 0 | 0 | 1495.3399 | 1495.4 | -0.060079
5326 | 100 | 0 | 245.92 | 0 | 0 | 0 | 0 | 0 | 0 | 0 | 0 | 1657.47 | 100 | 0 | 0 | 0 | 1495.3399 | 0 | 0 | 1495.3399 | 1495.4 | -0.060079
5327 | 100 | 0 | 252.05 | 0 | 0 | 0 | 0 | 0 | 0 | 0 | 0 | 1657.47 | 100 | 0 | 0 | 0 | 1495.3399 | 0 | 0 | 1495.3399 | 1495.4 | -0.060079
5328 | 100 | 0 | 258.19 | 0 | 0 | 0 | 0 | 0 | 0 | 0 | 0 | 1657.47 | 100 | 0 | 0 | 0 | 1495.3399 | 0 | 0 | 1495.3399 | 1495.4 | -0.060079
5329 | 100 | 0 | 264.33 | 0 | 0 | 0 | 0 | 0 | 0 | 0 | 0 | 1657.47 | 100 | 0 | 0 | 0 | 1495.3399 | 0 | 0 | 1495.3399 | 1495.4 | -0.060079
5330 | 100 | 0 | 270.46 | 0 | 0 | 0 | 0 | 0 | 0 | 0 | 0 | 1657.47 | 100 | 0 | 0 | 0 | 1495.3399 | 0 | 0 | 1495.3399 | 1495.4 | -0.060079
5331 | 100 | 0 | 276.6 | 0 | 0 | 0 | 0 | 0 | 0 | 0 | 0 | 1657.47 | 100 | 0 | 0 | 0 | 1495.3399 | 0 | 0 | 1495.3399 | 1495.4 | -0.060079
5332 | 100 | 0 | 282.74 | 0 | 0 | 0 | 0 | 0 | 0 | 0 | 0 | 1657.47 | 100 | 0 | 0 | 0 | 1495.3399 | 0 | 0 | 1495.3399 | 1495.4 | -0.060079
5333 | 100 | 0 | 288.87 | 0 | 0 | 0 | 0 | 0 | 0 | 0 | 0 | 1657.47 | 100 | 0 | 0 | 0 | 1495.3399 | 0 | 0 | 1495.3399 | 1495.4 | -0.060079
5334 | 100 | 0 | 295.01 | 0 | 0 | 0 | 0 | 0 | 0 | 0 | 0 | 1657.47 | 99.27 | 0.73 | 0 | 0 | 1495.3399 | 34.504 | 0.73 | 1529.8439 | 1529.82 | 0.023922
5335 | 100 | 0 | 301.14 | 0 | 0 | 0 | 0 | 0 | 0 | 0 | 0 | 1657.47 | 83.1 | 16.9 | 0 | 0 | 1495.3399 | 798.7913 | 16.9 | 2294.1312 | 2294.36 | -0.22882
5336 | 100 | 0 | 307.28 | 0 | 0 | 0 | 0 | 0 | 0 | 0 | 0 | 1657.47 | 35.7 | 64.3 | 0 | 0 | 1495.3399 | 3039.1881 | 64.3 | 4534.528 | 4534.59 | -0.062015
5337 | 100 | 0 | 313.42 | 0 | 0 | 0 | 0 | 0 | 0 | 0 | 0 | 1657.47 | 0 | 114.04 | 14.04 | 0 | 1495.3399 | 4726.5755 | 100 | 6221.9154 | 6221.98 | -0.064551
5338 | 100 | 0 | 319.55 | 0 | 0 | 0 | 0 | 0 | 0 | 0 | 0 | 1657.47 | 0 | 153.27 | 53.27 | 0 | 1495.3399 | 4726.5755 | 100 | 6221.9154 | 6221.98 | -0.064551
5339 | 100 | 0 | 325.69 | 0 | 0 | 0 | 0 | 0 | 0 | 0 | 0 | 1657.47 | 0 | 178.56 | 78.56 | 0 | 1495.3399 | 4726.5755 | 100 | 6221.9154 | 6221.98 | -0.064551
5340 | 100 | 0 | 331.83 | 0 | 0 | 0 | 0 | 0 | 0 | 0 | 0 | 1657.47 | 0 | 190.71 | 90.71 | 0 | 1495.3399 | 4726.5755 | 100 | 6221.9154 | 6221.98 | -0.064551
5341 | 100 | 0 | 337.96 | 0 | 0 | 0 | 0 | 0 | 0 | 0 | 0 | 1657.47 | 0 | 191.91 | 91.91 | 0 | 1495.3399 | 4726.5755 | 100 | 6221.9154 | 6221.98 | -0.064551
5342 | 100 | 0 | 344.1 | 0 | 0 | 0 | 0 | 0 | 0 | 0 | 0 | 1657.47 | 0 | 181.43 | 81.43 | 0 | 1495.3399 | 4726.5755 | 100 | 6221.9154 | 6221.98 | -0.064551
5343 | 100 | 0 | 350.23 | 0 | 0 | 0 | 0 | 0 | 0 | 0 | 0 | 1657.47 | 0 | 160.88 | 60.88 | 0 | 1495.3399 | 4726.5755 | 100 | 6221.9154 | 6221.98 | -0.064551
5344 | 100 | 0 | 356.37 | 0 | 0 | 0 | 0 | 0 | 0 | 0 | 0 | 1657.47 | 0 | 127.22 | 27.22 | 0 | 1495.3399 | 4726.5755 | 100 | 6221.9154 | 6221.98 | -0.064551
5345 | 82.65 | 0 | 351.86 | 0 | 0 | 0 | 0 | 0 | 0 | 0 | 0 | 1657.47 | 0 | 82.65 | 0 | 0 | 1495.3399 | 3906.5147 | 82.65 | 5401.8546 | 5402.01 | -0.15541
5346 | 33.44 | 0 | 317.15 | 0 | 0 | 0 | 0 | 0 | 0 | 0 | 0 | 1657.47 | 0 | 33.44 | 0 | 0 | 1495.3399 | 1580.5669 | 33.44 | 3075.9068 | 3075.78 | 0.12678
5347 | 31.71 | 0 | 281.38 | 0 | 0 | 0 | 0 | 0 | 0 | 0 | 0 | 1657.47 | 26.82 | 4.89 | 0 | 0 | 1495.3399 | 231.1295 | 4.89 | 1726.4695 | 1726.51 | -0.040536
5348 | 26.82 | 0 | 242.6 | 0 | 0 | 0 | 0 | 0 | 0 | 0 | 0 | 1657.47 | 26.82 | 0 | 0 | 0 | 1495.3399 | 0 | 0 | 1495.3399 | 1495.4 | -0.060079
5349 | 26.82 | 0 | 203.83 | 0 | 0 | 0 | 0 | 0 | 0 | 0 | 0 | 1657.47 | 26.82 | 0 | 0 | 0 | 1495.3399 | 0 | 0 | 1495.3399 | 1495.4 | -0.060079
5350 | 100 | 0 | 209.97 | 0 | 0 | 0 | 0 | 0 | 0 | 0 | 0 | 1657.47 | 100 | 0 | 0 | 0 | 1495.3399 | 0 | 0 | 1495.3399 | 1495.4 | -0.060079
5351 | 100 | 0 | 216.1 | 0 | 0 | 0 | 0 | 0 | 0 | 0 | 0 | 1657.47 | 100 | 0 | 0 | 0 | 1495.3399 | 0 | 0 | 1495.3399 | 1495.4 | -0.060079
5352 | 100 | 0 | 222.24 | 0 | 0 | 0 | 0 | 0 | 0 | 0 | 0 | 1657.47 | 100 | 0 | 0 | 0 | 1495.3399 | 0 | 0 | 1495.3399 | 1495.4 | -0.060079
5353 | 100 | 0 | 228.38 | 0 | 0 | 0 | 0 | 0 | 0 | 0 | 0 | 1657.47 | 100 | 0 | 0 | 0 | 1495.3399 | 0 | 0 | 1495.3399 | 1495.4 | -0.060079
5354 | 100 | 0 | 234.51 | 0 | 0 | 0 | 0 | 0 | 0 | 0 | 0 | 1657.47 | 100 | 0 | 0 | 0 | 1495.3399 | 0 | 0 | 1495.3399 | 1495.4 | -0.060079
5355 | 100 | 0 | 240.65 | 0 | 0 | 0 | 0 | 0 | 0 | 0 | 0 | 1657.47 | 100 | 0 | 0 | 0 | 1495.3399 | 0 | 0 | 1495.3399 | 1495.4 | -0.060079
5356 | 100 | 0 | 246.79 | 0 | 0 | 0 | 0 | 0 | 0 | 0 | 0 | 1657.47 | 100 | 0 | 0 | 0 | 1495.3399 | 0 | 0 | 1495.3399 | 1495.4 | -0.060079
5357 | 100 | 0 | 252.92 | 0 | 0 | 0 | 0 | 0 | 0 | 0 | 0 | 1657.47 | 100 | 0 | 0 | 0 | 1495.3399 | 0 | 0 | 1495.3399 | 1495.4 | -0.060079
5358 | 100 | 0 | 259.06 | 0 | 0 | 0 | 0 | 0 | 0 | 0 | 0 | 1657.47 | 99.7 | 0.3 | 0 | 0 | 1495.3399 | 14.1797 | 0.3 | 1509.5196 | 1509.35 | 0.16965
5359 | 100 | 0 | 265.19 | 0 | 0 | 0 | 0 | 0 | 0 | 0 | 0 | 1657.47 | 82.8 | 17.2 | 0 | 0 | 1495.3399 | 812.971 | 17.2 | 2308.3109 | 2308.4 | -0.089088
5360 | 100 | 0 | 271.33 | 0 | 0 | 0 | 0 | 0 | 0 | 0 | 0 | 1657.47 | 36.84 | 63.16 | 0 | 0 | 1495.3399 | 2985.3051 | 63.16 | 4480.645 | 4480.8 | -0.15498
5361 | 100 | 0 | 277.47 | 0 | 0 | 0 | 0 | 0 | 0 | 0 | 0 | 1657.47 | 0 | 110.7 | 10.7 | 0 | 1495.3399 | 4726.5755 | 100 | 6221.9154 | 6221.98 | -0.064551
5362 | 100 | 0 | 283.6 | 0 | 0 | 0 | 0 | 0 | 0 | 0 | 0 | 1657.47 | 0 | 148.4 | 48.4 | 0 | 1495.3399 | 4726.5755 | 100 | 6221.9154 | 6221.98 | -0.064551
5363 | 100 | 0 | 289.74 | 0 | 0 | 0 | 0 | 0 | 0 | 0 | 0 | 1657.47 | 0 | 173.22 | 73.22 | 0 | 1495.3399 | 4726.5755 | 100 | 6221.9154 | 6221.98 | -0.064551
5364 | 100 | 0 | 295.88 | 0 | 0 | 0 | 0 | 0 | 0 | 0 | 0 | 1657.47 | 0 | 186.21 | 86.21 | 0 | 1495.3399 | 4726.5755 | 100 | 6221.9154 | 6221.98 | -0.064551
5365 | 100 | 0 | 302.01 | 0 | 0 | 0 | 0 | 0 | 0 | 0 | 0 | 1657.47 | 0 | 187.87 | 87.87 | 0 | 1495.3399 | 4726.5755 | 100 | 6221.9154 | 6221.98 | -0.064551
5366 | 100 | 0 | 308.15 | 0 | 0 | 0 | 0 | 0 | 0 | 0 | 0 | 1657.47 | 0 | 178.73 | 78.73 | 0 | 1495.3399 | 4726.5755 | 100 | 6221.9154 | 6221.98 | -0.064551
5367 | 100 | 0 | 314.28 | 0 | 0 | 0 | 0 | 0 | 0 | 0 | 0 | 1657.47 | 0 | 158.71 | 58.71 | 0 | 1495.3399 | 4726.5755 | 100 | 6221.9154 | 6221.98 | -0.064551
5368 | 100 | 0 | 320.42 | 0 | 0 | 0 | 0 | 0 | 0 | 0 | 0 | 1657.47 | 0 | 126.14 | 26.14 | 0 | 1495.3399 | 4726.5755 | 100 | 6221.9154 | 6221.98 | -0.064551
5369 | 100 | 0 | 326.56 | 0 | 0 | 0 | 0 | 0 | 0 | 0 | 0 | 1657.47 | 17.85 | 82.15 | 0 | 0 | 1495.3399 | 3882.8818 | 82.15 | 5378.2217 | 5378.38 | -0.15828
5370 | 100 | 0 | 332.69 | 0 | 0 | 0 | 0 | 0 | 0 | 0 | 0 | 1657.47 | 67.52 | 32.48 | 0 | 0 | 1495.3399 | 1535.1917 | 32.48 | 3030.5317 | 3030.5 | 0.031652
5371 | 100 | 0 | 338.83 | 0 | 0 | 0 | 0 | 0 | 0 | 0 | 0 | 1657.47 | 95.97 | 4.03 | 0 | 0 | 1495.3399 | 190.481 | 4.03 | 1685.8209 | 1686.07 | -0.24909
5372 | 100 | 0 | 344.97 | 0 | 0 | 0 | 0 | 0 | 0 | 0 | 0 | 1657.47 | 100 | 0 | 0 | 0 | 1495.3399 | 0 | 0 | 1495.3399 | 1495.4 | -0.060079
5373 | 100 | 0 | 351.1 | 0 | 0 | 0 | 0 | 0 | 0 | 0 | 0 | 1657.47 | 100 | 0 | 0 | 0 | 1495.3399 | 0 | 0 | 1495.3399 | 1495.4 | -0.060079
5374 | 100 | 0 | 357.24 | 0 | 0 | 0 | 0 | 0 | 0 | 0 | 0 | 1657.47 | 100 | 0 | 0 | 0 | 1495.3399 | 0 | 0 | 1495.3399 | 1495.4 | -0.060079
5375 | 100 | 0 | 363.37 | 0 | 0 | 0 | 0 | 0 | 0 | 0 | 0 | 1657.47 | 100 | 0 | 0 | 0 | 1495.3399 | 0 | 0 | 1495.3399 | 1495.4 | -0.060079
5376 | 100 | 0 | 369.51 | 0 | 0 | 0 | 0 | 0 | 0 | 0 | 0 | 1657.47 | 100 | 0 | 0 | 0 | 1495.3399 | 0 | 0 | 1495.3399 | 1495.4 | -0.060079
5377 | 100 | 0 | 375.65 | 0 | 0 | 0 | 0 | 0 | 0 | 0 | 0 | 1657.47 | 100 | 0 | 0 | 0 | 1495.3399 | 0 | 0 | 1495.3399 | 1495.4 | -0.060079
5378 | 100 | 0 | 381.78 | 0 | 0 | 0 | 0 | 0 | 0 | 0 | 0 | 1657.47 | 100 | 0 | 0 | 0 | 1495.3399 | 0 | 0 | 1495.3399 | 1495.4 | -0.060079
5379 | 100 | 0 | 387.92 | 0 | 0 | 0 | 0 | 0 | 0 | 0 | 0 | 1657.47 | 100 | 0 | 0 | 0 | 1495.3399 | 0 | 0 | 1495.3399 | 1495.4 | -0.060079
5380 | 100 | 0 | 394.06 | 0 | 0 | 0 | 0 | 0 | 0 | 0 | 0 | 1657.47 | 100 | 0 | 0 | 0 | 1495.3399 | 0 | 0 | 1495.3399 | 1495.4 | -0.060079
5381 | 100 | 0 | 400.19 | 0 | 0 | 0 | 0 | 0 | 0 | 0 | 0 | 1657.47 | 100 | 0 | 0 | 0 | 1495.3399 | 0 | 0 | 1495.3399 | 1495.4 | -0.060079
5382 | 100 | 0 | 406.33 | 0 | 0 | 0 | 0 | 0 | 0 | 0 | 0 | 1657.47 | 100 | 0 | 0 | 0 | 1495.3399 | 0 | 0 | 1495.3399 | 1495.4 | -0.060079
5383 | 100 | 0 | 412.46 | 0 | 0 | 0 | 0 | 0 | 0 | 0 | 0 | 1657.47 | 83.67 | 16.33 | 0 | 0 | 1495.3399 | 771.8498 | 16.33 | 2267.1897 | 2267.33 | -0.1403
5384 | 100 | 0 | 418.6 | 0 | 0 | 0 | 0 | 0 | 0 | 0 | 0 | 1657.47 | 35.99 | 64.01 | 0 | 0 | 1495.3399 | 3025.481 | 64.01 | 4520.8209 | 4521.07 | -0.24908
5385 | 100 | 0 | 424.74 | 0 | 0 | 0 | 0 | 0 | 0 | 0 | 0 | 1657.47 | 0 | 110.88 | 10.88 | 0 | 1495.3399 | 4726.5755 | 100 | 6221.9154 | 6221.98 | -0.064551
5386 | 100 | 0 | 430.87 | 0 | 0 | 0 | 0 | 0 | 0 | 0 | 0 | 1657.47 | 0 | 144.17 | 44.17 | 0 | 1495.3399 | 4726.5755 | 100 | 6221.9154 | 6221.98 | -0.064551
5387 | 100 | 0 | 437.01 | 0 | 0 | 0 | 0 | 0 | 0 | 0 | 0 | 1657.47 | 0 | 169.18 | 69.18 | 0 | 1495.3399 | 4726.5755 | 100 | 6221.9154 | 6221.98 | -0.064551
5388 | 100 | 0 | 443.15 | 0 | 0 | 0 | 0 | 0 | 0 | 0 | 0 | 1657.47 | 0 | 182.17 | 82.17 | 0 | 1495.3399 | 4726.5755 | 100 | 6221.9154 | 6221.98 | -0.064551
5389 | 100 | 0 | 449.28 | 0 | 0 | 0 | 0 | 0 | 0 | 0 | 0 | 1657.47 | 0 | 184.42 | 84.42 | 0 | 1495.3399 | 4726.5755 | 100 | 6221.9154 | 6221.98 | -0.064551
5390 | 100 | 0 | 455.42 | 0 | 0 | 0 | 0 | 0 | 0 | 0 | 0 | 1657.47 | 0 | 173.66 | 73.66 | 0 | 1495.3399 | 4726.5755 | 100 | 6221.9154 | 6221.98 | -0.064551
5391 | 100 | 0 | 461.55 | 0 | 0 | 0 | 0 | 0 | 0 | 0 | 0 | 1657.47 | 0 | 153.1 | 53.1 | 0 | 1495.3399 | 4726.5755 | 100 | 6221.9154 | 6221.98 | -0.064551
5392 | 100 | 0 | 467.69 | 0 | 0 | 0 | 0 | 0 | 0 | 0 | 0 | 1657.47 | 0 | 122.35 | 22.35 | 0 | 1495.3399 | 4726.5755 | 100 | 6221.9154 | 6221.98 | -0.064551
5393 | 100 | 0 | 473.83 | 0 | 0 | 0 | 0 | 0 | 0 | 0 | 0 | 1657.47 | 20.43 | 79.57 | 0 | 0 | 1495.3399 | 3760.9361 | 79.57 | 5256.2761 | 5256.24 | 0.036069
5394 | 100 | 0 | 479.96 | 0 | 0 | 0 | 0 | 0 | 0 | 0 | 0 | 1657.47 | 68.7 | 31.3 | 0 | 0 | 1495.3399 | 1479.4181 | 31.3 | 2974.7581 | 2974.92 | -0.16194
5395 | 100 | 0 | 486.1 | 0 | 0 | 0 | 0 | 0 | 0 | 0 | 0 | 1657.47 | 96.19 | 3.81 | 0 | 0 | 1495.3399 | 180.0825 | 3.81 | 1675.4224 | 1675.64 | -0.21755
5396 | 100 | 0 | 492.24 | 0 | 0 | 0 | 0 | 0 | 0 | 0 | 0 | 1657.47 | 100 | 0 | 0 | 0 | 1495.3399 | 0 | 0 | 1495.3399 | 1495.4 | -0.060079
5397 | 100 | 0 | 498.37 | 0 | 0 | 0 | 0 | 0 | 0 | 0 | 0 | 1657.47 | 100 | 0 | 0 | 0 | 1495.3399 | 0 | 0 | 1495.3399 | 1495.4 | -0.060079
5398 | 100 | 0 | 504.51 | 0 | 0 | 0 | 0 | 0 | 0 | 0 | 0 | 1657.47 | 100 | 0 | 0 | 0 | 1495.3399 | 0 | 0 | 1495.3399 | 1495.4 | -0.060079
5399 | 100 | 0 | 510.64 | 0 | 0 | 0 | 0 | 0 | 0 | 0 | 0 | 1657.47 | 100 | 0 | 0 | 0 | 1495.3399 | 0 | 0 | 1495.3399 | 1495.4 | -0.060079
5400 | 100 | 0 | 516.78 | 0 | 0 | 0 | 0 | 0 | 0 | 0 | 0 | 1657.47 | 100 | 0 | 0 | 0 | 1495.3399 | 0 | 0 | 1495.3399 | 1495.4 | -0.060079
5401 | 100 | 0 | 522.92 | 0 | 0 | 0 | 0 | 0 | 0 | 0 | 0 | 1657.47 | 100 | 0 | 0 | 0 | 1495.3399 | 0 | 0 | 1495.3399 | 1495.4 | -0.060079
5402 | 100 | 0 | 529.05 | 0 | 0 | 0 | 0 | 0 | 0 | 0 | 0 | 1657.47 | 100 | 0 | 0 | 0 | 1495.3399 | 0 | 0 | 1495.3399 | 1495.4 | -0.060079
5403 | 100 | 0 | 535.19 | 0 | 0 | 0 | 0 | 0 | 0 | 0 | 0 | 1657.47 | 100 | 0 | 0 | 0 | 1495.3399 | 0 | 0 | 1495.3399 | 1495.4 | -0.060079
5404 | 100 | 0 | 541.33 | 0 | 0 | 0 | 0 | 0 | 0 | 0 | 0 | 1657.47 | 100 | 0 | 0 | 0 | 1495.3399 | 0 | 0 | 1495.3399 | 1495.4 | -0.060079
5405 | 100 | 0 | 547.46 | 0 | 0 | 0 | 0 | 0 | 0 | 0 | 0 | 1657.47 | 100 | 0 | 0 | 0 | 1495.3399 | 0 | 0 | 1495.3399 | 1495.4 | -0.060079
5406 | 100 | 0 | 553.6 | 0 | 0 | 0 | 0 | 0 | 0 | 0 | 0 | 1657.47 | 100 | 0 | 0 | 0 | 1495.3399 | 0 | 0 | 1495.3399 | 1495.4 | -0.060079
5407 | 100 | 0 | 559.73 | 0 | 0 | 0 | 0 | 0 | 0 | 0 | 0 | 1657.47 | 83.72 | 16.28 | 0 | 0 | 1495.3399 | 769.4865 | 16.28 | 2264.8264 | 2264.95 | -0.12358
5408 | 100 | 0 | 565.87 | 0 | 0 | 0 | 0 | 0 | 0 | 0 | 0 | 1657.47 | 35.97 | 64.03 | 0 | 0 | 1495.3399 | 3026.4263 | 64.03 | 4521.7662 | 4521.74 | 0.026231
5409 | 100 | 0 | 572.01 | 0 | 0 | 0 | 0 | 0 | 0 | 0 | 0 | 1657.47 | 0 | 113.11 | 13.11 | 0 | 1495.3399 | 4726.5755 | 100 | 6221.9154 | 6221.98 | -0.064551
5410 | 100 | 0 | 578.14 | 0 | 0 | 0 | 0 | 0 | 0 | 0 | 0 | 1657.47 | 0 | 149.16 | 49.16 | 0 | 1495.3399 | 4726.5755 | 100 | 6221.9154 | 6221.98 | -0.064551
5411 | 100 | 0 | 584.28 | 0 | 0 | 0 | 0 | 0 | 0 | 0 | 0 | 1657.47 | 0 | 173.06 | 73.06 | 0 | 1495.3399 | 4726.5755 | 100 | 6221.9154 | 6221.98 | -0.064551
5412 | 100 | 0 | 590.42 | 0 | 0 | 0 | 0 | 0 | 0 | 0 | 0 | 1657.47 | 0 | 185.37 | 85.37 | 0 | 1495.3399 | 4726.5755 | 100 | 6221.9154 | 6221.98 | -0.064551
5413 | 100 | 0 | 596.55 | 0 | 0 | 0 | 0 | 0 | 0 | 0 | 0 | 1657.47 | 0 | 186.97 | 86.97 | 0 | 1495.3399 | 4726.5755 | 100 | 6221.9154 | 6221.98 | -0.064551
5414 | 100 | 0 | 602.69 | 0 | 0 | 0 | 0 | 0 | 0 | 0 | 0 | 1657.47 | 0 | 179.28 | 79.28 | 0 | 1495.3399 | 4726.5755 | 100 | 6221.9154 | 6221.98 | -0.064551
5415 | 100 | 0 | 608.82 | 0 | 0 | 0 | 0 | 0 | 0 | 0 | 0 | 1657.47 | 0 | 157.85 | 57.85 | 0 | 1495.3399 | 4726.5755 | 100 | 6221.9154 | 6221.98 | -0.064551
5416 | 100 | 0 | 614.96 | 0 | 0 | 0 | 0 | 0 | 0 | 0 | 0 | 1657.47 | 0 | 124.62 | 24.62 | 0 | 1495.3399 | 4726.5755 | 100 | 6221.9154 | 6221.98 | -0.064551
5417 | 79.72 | 0 | 608.65 | 0 | 0 | 0 | 0 | 0 | 0 | 0 | 0 | 1657.47 | 0 | 79.72 | 0 | 0 | 1495.3399 | 3768.026 | 79.72 | 5263.3659 | 5263.33 | 0.035932
5418 | 31.35 | 0 | 572.66 | 0 | 0 | 0 | 0 | 0 | 0 | 0 | 0 | 1657.47 | 0 | 31.35 | 0 | 0 | 1495.3399 | 1481.7814 | 31.35 | 2977.1213 | 2977 | 0.12135
5419 | 30.7 | 0 | 536.27 | 0 | 0 | 0 | 0 | 0 | 0 | 0 | 0 | 1657.47 | 26.82 | 3.88 | 0 | 0 | 1495.3399 | 183.3911 | 3.88 | 1678.7311 | 1678.9 | -0.16895
5420 | 26.82 | 0 | 497.49 | 0 | 0 | 0 | 0 | 0 | 0 | 0 | 0 | 1657.47 | 26.82 | 0 | 0 | 0 | 1495.3399 | 0 | 0 | 1495.3399 | 1495.4 | -0.060079
5421 | 26.82 | 0 | 458.72 | 0 | 0 | 0 | 0 | 0 | 0 | 0 | 0 | 1657.47 | 26.82 | 0 | 0 | 0 | 1495.3399 | 0 | 0 | 1495.3399 | 1495.4 | -0.060079
5422 | 100 | 0 | 464.86 | 0 | 0 | 0 | 0 | 0 | 0 | 0 | 0 | 1657.47 | 100 | 0 | 0 | 0 | 1495.3399 | 0 | 0 | 1495.3399 | 1495.4 | -0.060079
5423 | 100 | 0 | 470.99 | 0 | 0 | 0 | 0 | 0 | 0 | 0 | 0 | 1657.47 | 100 | 0 | 0 | 0 | 1495.3399 | 0 | 0 | 1495.3399 | 1495.4 | -0.060079
5424 | 100 | 0 | 477.13 | 0 | 0 | 0 | 0 | 0 | 0 | 0 | 0 | 1657.47 | 100 | 0 | 0 | 0 | 1495.3399 | 0 | 0 | 1495.3399 | 1495.4 | -0.060079
5425 | 100 | 0 | 483.27 | 0 | 0 | 0 | 0 | 0 | 0 | 0 | 0 | 1657.47 | 100 | 0 | 0 | 0 | 1495.3399 | 0 | 0 | 1495.3399 | 1495.4 | -0.060079
5426 | 100 | 0 | 489.4 | 0 | 0 | 0 | 0 | 0 | 0 | 0 | 0 | 1657.47 | 100 | 0 | 0 | 0 | 1495.3399 | 0 | 0 | 1495.3399 | 1495.4 | -0.060079
5427 | 100 | 0 | 495.54 | 0 | 0 | 0 | 0 | 0 | 0 | 0 | 0 | 1657.47 | 100 | 0 | 0 | 0 | 1495.3399 | 0 | 0 | 1495.3399 | 1495.4 | -0.060079
5428 | 100 | 0 | 501.68 | 0 | 0 | 0 | 0 | 0 | 0 | 0 | 0 | 1657.47 | 100 | 0 | 0 | 0 | 1495.3399 | 0 | 0 | 1495.3399 | 1495.4 | -0.060079
5429 | 100 | 0 | 507.81 | 0 | 0 | 0 | 0 | 0 | 0 | 0 | 0 | 1657.47 | 100 | 0 | 0 | 0 | 1495.3399 | 0 | 0 | 1495.3399 | 1495.4 | -0.060079
5430 | 100 | 0 | 513.95 | 0 | 0 | 0 | 0 | 0 | 0 | 0 | 0 | 1657.47 | 100 | 0 | 0 | 0 | 1495.3399 | 0 | 0 | 1495.3399 | 1495.4 | -0.060079
5431 | 100 | 0 | 520.08 | 0 | 0 | 0 | 0 | 0 | 0 | 0 | 0 | 1657.47 | 83.02 | 16.98 | 0 | 0 | 1495.3399 | 802.5725 | 16.98 | 2297.9124 | 2297.85 | 0.062445
5432 | 100 | 0 | 526.22 | 0 | 0 | 0 | 0 | 0 | 0 | 0 | 0 | 1657.47 | 33.85 | 66.15 | 0 | 0 | 1495.3399 | 3126.6297 | 66.15 | 4621.9696 | 4622.13 | -0.16037
5433 | 100 | 0 | 532.36 | 0 | 0 | 0 | 0 | 0 | 0 | 0 | 0 | 1657.47 | 0 | 118.32 | 18.32 | 0 | 1495.3399 | 4726.5755 | 100 | 6221.9154 | 6221.98 | -0.064551
5434 | 100 | 0 | 538.49 | 0 | 0 | 0 | 0 | 0 | 0 | 0 | 0 | 1657.47 | 0 | 159.16 | 59.16 | 0 | 1495.3399 | 4726.5755 | 100 | 6221.9154 | 6221.98 | -0.064551
5435 | 100 | 0 | 544.63 | 0 | 0 | 0 | 0 | 0 | 0 | 0 | 0 | 1657.47 | 0 | 188.31 | 88.31 | 0 | 1495.3399 | 4726.5755 | 100 | 6221.9154 | 6221.98 | -0.064551
5436 | 100 | 0 | 550.77 | 0 | 0 | 0 | 0 | 0 | 0 | 0 | 0 | 1657.47 | 0 | 200 | 100 | 0 | 1495.3399 | 4726.5755 | 100 | 6221.9154 | 6221.98 | -0.064551
5437 | 100 | 0 | 556.9 | 0 | 0 | 0 | 0 | 0 | 0 | 0 | 0 | 1657.47 | 0 | 200 | 100 | 0 | 1495.3399 | 4726.5755 | 100 | 6221.9154 | 6221.98 | -0.064551
5438 | 100 | 0 | 563.04 | 0 | 0 | 0 | 0 | 0 | 0 | 0 | 0 | 1657.47 | 0 | 191.46 | 91.46 | 0 | 1495.3399 | 4726.5755 | 100 | 6221.9154 | 6221.98 | -0.064551
5439 | 100 | 0 | 569.17 | 0 | 0 | 0 | 0 | 0 | 0 | 0 | 0 | 1657.47 | 0 | 168.03 | 68.03 | 0 | 1495.3399 | 4726.5755 | 100 | 6221.9154 | 6221.98 | -0.064551
5440 | 100 | 0 | 575.31 | 0 | 0 | 0 | 0 | 0 | 0 | 0 | 0 | 1657.47 | 0 | 132.6 | 32.6 | 0 | 1495.3399 | 4726.5755 | 100 | 6221.9154 | 6221.98 | -0.064551
5441 | 85.33 | 0 | 572.44 | 0 | 0 | 0 | 0 | 0 | 0 | 0 | 0 | 1657.47 | 0 | 85.33 | 0 | 0 | 1495.3399 | 4033.1869 | 85.33 | 5528.5268 | 5528.4 | 0.12682
5442 | 32.74 | 0 | 537.3 | 0 | 0 | 0 | 0 | 0 | 0 | 0 | 0 | 1657.47 | 0 | 32.74 | 0 | 0 | 1495.3399 | 1547.4808 | 32.74 | 3042.8207 | 3043.07 | -0.24925
5443 | 30.86 | 0 | 501.01 | 0 | 0 | 0 | 0 | 0 | 0 | 0 | 0 | 1657.47 | 26.82 | 4.04 | 0 | 0 | 1495.3399 | 190.9537 | 4.04 | 1686.2936 | 1686.43 | -0.13643
5444 | 26.82 | 0 | 462.24 | 0 | 0 | 0 | 0 | 0 | 0 | 0 | 0 | 1657.47 | 26.82 | 0 | 0 | 0 | 1495.3399 | 0 | 0 | 1495.3399 | 1495.4 | -0.060079
5445 | 26.82 | 0 | 423.47 | 0 | 0 | 0 | 0 | 0 | 0 | 0 | 0 | 1657.47 | 26.82 | 0 | 0 | 0 | 1495.3399 | 0 | 0 | 1495.3399 | 1495.4 | -0.060079
5446 | 100 | 0 | 429.6 | 0 | 0 | 0 | 0 | 0 | 0 | 0 | 0 | 1657.47 | 100 | 0 | 0 | 0 | 1495.3399 | 0 | 0 | 1495.3399 | 1495.4 | -0.060079
5447 | 100 | 0 | 435.74 | 0 | 0 | 0 | 0 | 0 | 0 | 0 | 0 | 1657.47 | 100 | 0 | 0 | 0 | 1495.3399 | 0 | 0 | 1495.3399 | 1495.4 | -0.060079
5448 | 100 | 0 | 441.88 | 0 | 0 | 0 | 0 | 0 | 0 | 0 | 0 | 1657.47 | 100 | 0 | 0 | 0 | 1495.3399 | 0 | 0 | 1495.3399 | 1495.4 | -0.060079
5449 | 100 | 0 | 448.01 | 0 | 0 | 0 | 0 | 0 | 0 | 0 | 0 | 1657.47 | 100 | 0 | 0 | 0 | 1495.3399 | 0 | 0 | 1495.3399 | 1495.4 | -0.060079
5450 | 100 | 0 | 454.15 | 0 | 0 | 0 | 0 | 0 | 0 | 0 | 0 | 1657.47 | 100 | 0 | 0 | 0 | 1495.3399 | 0 | 0 | 1495.3399 | 1495.4 | -0.060079
5451 | 100 | 0 | 460.29 | 0 | 0 | 0 | 0 | 0 | 0 | 0 | 0 | 1657.47 | 100 | 0 | 0 | 0 | 1495.3399 | 0 | 0 | 1495.3399 | 1495.4 | -0.060079
5452 | 100 | 0 | 466.42 | 0 | 0 | 0 | 0 | 0 | 0 | 0 | 0 | 1657.47 | 100 | 0 | 0 | 0 | 1495.3399 | 0 | 0 | 1495.3399 | 1495.4 | -0.060079
5453 | 100 | 0 | 472.56 | 0 | 0 | 0 | 0 | 0 | 0 | 0 | 0 | 1657.47 | 100 | 0 | 0 | 0 | 1495.3399 | 0 | 0 | 1495.3399 | 1495.4 | -0.060079
5454 | 100 | 0 | 478.69 | 0 | 0 | 0 | 0 | 0 | 0 | 0 | 0 | 1657.47 | 100 | 0 | 0 | 0 | 1495.3399 | 0 | 0 | 1495.3399 | 1495.4 | -0.060079
5455 | 100 | 0 | 484.83 | 0 | 0 | 0 | 0 | 0 | 0 | 0 | 0 | 1657.47 | 83.19 | 16.81 | 0 | 0 | 1495.3399 | 794.5373 | 16.81 | 2289.8773 | 2289.98 | -0.10273
5456 | 100 | 0 | 490.97 | 0 | 0 | 0 | 0 | 0 | 0 | 0 | 0 | 1657.47 | 36.06 | 63.94 | 0 | 0 | 1495.3399 | 3022.1724 | 63.94 | 4517.5123 | 4517.39 | 0.12231
5457 | 100 | 0 | 497.1 | 0 | 0 | 0 | 0 | 0 | 0 | 0 | 0 | 1657.47 | 0 | 114.09 | 14.09 | 0 | 1495.3399 | 4726.5755 | 100 | 6221.9154 | 6221.98 | -0.064551
5458 | 100 | 0 | 503.24 | 0 | 0 | 0 | 0 | 0 | 0 | 0 | 0 | 1657.47 | 0 | 153.17 | 53.17 | 0 | 1495.3399 | 4726.5755 | 100 | 6221.9154 | 6221.98 | -0.064551
5459 | 100 | 0 | 509.38 | 0 | 0 | 0 | 0 | 0 | 0 | 0 | 0 | 1657.47 | 0 | 178.72 | 78.72 | 0 | 1495.3399 | 4726.5755 | 100 | 6221.9154 | 6221.98 | -0.064551
5460 | 100 | 0 | 515.51 | 0 | 0 | 0 | 0 | 0 | 0 | 0 | 0 | 1657.47 | 0 | 189.94 | 89.94 | 0 | 1495.3399 | 4726.5755 | 100 | 6221.9154 | 6221.98 | -0.064551
5461 | 100 | 0 | 521.65 | 0 | 0 | 0 | 0 | 0 | 0 | 0 | 0 | 1657.47 | 0 | 191.18 | 91.18 | 0 | 1495.3399 | 4726.5755 | 100 | 6221.9154 | 6221.98 | -0.064551
5462 | 100 | 0 | 527.78 | 0 | 0 | 0 | 0 | 0 | 0 | 0 | 0 | 1657.47 | 0 | 179.97 | 79.97 | 0 | 1495.3399 | 4726.5755 | 100 | 6221.9154 | 6221.98 | -0.064551
5463 | 100 | 0 | 533.92 | 0 | 0 | 0 | 0 | 0 | 0 | 0 | 0 | 1657.47 | 0 | 159.31 | 59.31 | 0 | 1495.3399 | 4726.5755 | 100 | 6221.9154 | 6221.98 | -0.064551
5464 | 100 | 0 | 540.06 | 0 | 0 | 0 | 0 | 0 | 0 | 0 | 0 | 1657.47 | 0 | 124.76 | 24.76 | 0 | 1495.3399 | 4726.5755 | 100 | 6221.9154 | 6221.98 | -0.064551
5465 | 80.39 | 0 | 534.16 | 0 | 0 | 0 | 0 | 0 | 0 | 0 | 0 | 1657.47 | 0 | 80.39 | 0 | 0 | 1495.3399 | 3799.6941 | 80.39 | 5295.034 | 5294.91 | 0.12399
5466 | 31.36 | 0 | 498.17 | 0 | 0 | 0 | 0 | 0 | 0 | 0 | 0 | 1657.47 | 0 | 31.36 | 0 | 0 | 1495.3399 | 1482.2541 | 31.36 | 2977.594 | 2977.85 | -0.25599
5467 | 30.44 | 0 | 461.62 | 0 | 0 | 0 | 0 | 0 | 0 | 0 | 0 | 1657.47 | 26.82 | 3.62 | 0 | 0 | 1495.3399 | 171.102 | 3.62 | 1666.442 | 1666.68 | -0.23805
5468 | 26.82 | 0 | 422.85 | 0 | 0 | 0 | 0 | 0 | 0 | 0 | 0 | 1657.47 | 26.82 | 0 | 0 | 0 | 1495.3399 | 0 | 0 | 1495.3399 | 1495.4 | -0.060079
5469 | 26.82 | 0 | 384.08 | 0 | 0 | 0 | 0 | 0 | 0 | 0 | 0 | 1657.47 | 26.82 | 0 | 0 | 0 | 1495.3399 | 0 | 0 | 1495.3399 | 1495.4 | -0.060079
5470 | 100 | 0 | 390.22 | 0 | 0 | 0 | 0 | 0 | 0 | 0 | 0 | 1657.47 | 100 | 0 | 0 | 0 | 1495.3399 | 0 | 0 | 1495.3399 | 1495.4 | -0.060079
5471 | 100 | 0 | 396.35 | 0 | 0 | 0 | 0 | 0 | 0 | 0 | 0 | 1657.47 | 100 | 0 | 0 | 0 | 1495.3399 | 0 | 0 | 1495.3399 | 1495.4 | -0.060079
5472 | 100 | 0 | 402.49 | 0 | 0 | 0 | 0 | 0 | 0 | 0 | 0 | 1657.47 | 100 | 0 | 0 | 0 | 1495.3399 | 0 | 0 | 1495.3399 | 1495.4 | -0.060079
5473 | 100 | 0 | 408.62 | 0 | 0 | 0 | 0 | 0 | 0 | 0 | 0 | 1657.47 | 100 | 0 | 0 | 0 | 1495.3399 | 0 | 0 | 1495.3399 | 1495.4 | -0.060079
5474 | 100 | 0 | 414.76 | 0 | 0 | 0 | 0 | 0 | 0 | 0 | 0 | 1657.47 | 100 | 0 | 0 | 0 | 1495.3399 | 0 | 0 | 1495.3399 | 1495.4 | -0.060079
5475 | 100 | 0 | 420.9 | 0 | 0 | 0 | 0 | 0 | 0 | 0 | 0 | 1657.47 | 100 | 0 | 0 | 0 | 1495.3399 | 0 | 0 | 1495.3399 | 1495.4 | -0.060079
5476 | 100 | 0 | 427.03 | 0 | 0 | 0 | 0 | 0 | 0 | 0 | 0 | 1657.47 | 100 | 0 | 0 | 0 | 1495.3399 | 0 | 0 | 1495.3399 | 1495.4 | -0.060079
5477 | 100 | 0 | 433.17 | 0 | 0 | 0 | 0 | 0 | 0 | 0 | 0 | 1657.47 | 100 | 0 | 0 | 0 | 1495.3399 | 0 | 0 | 1495.3399 | 1495.4 | -0.060079
5478 | 100 | 0 | 439.31 | 0 | 0 | 0 | 0 | 0 | 0 | 0 | 0 | 1657.47 | 100 | 0 | 0 | 0 | 1495.3399 | 0 | 0 | 1495.3399 | 1495.4 | -0.060079
5479 | 100 | 0 | 445.44 | 0 | 0 | 0 | 0 | 0 | 0 | 0 | 0 | 1657.47 | 83.3 | 16.7 | 0 | 0 | 1495.3399 | 789.3381 | 16.7 | 2284.678 | 2284.73 | -0.051966
5480 | 100 | 0 | 451.58 | 0 | 0 | 0 | 0 | 0 | 0 | 0 | 0 | 1657.47 | 37.14 | 62.86 | 0 | 0 | 1495.3399 | 2971.1254 | 62.86 | 4466.4653 | 4466.34 | 0.1253
5481 | 100 | 0 | 457.71 | 0 | 0 | 0 | 0 | 0 | 0 | 0 | 0 | 1657.47 | 0 | 112.35 | 12.35 | 0 | 1495.3399 | 4726.5755 | 100 | 6221.9154 | 6221.98 | -0.064551
5482 | 100 | 0 | 463.85 | 0 | 0 | 0 | 0 | 0 | 0 | 0 | 0 | 1657.47 | 0 | 150.66 | 50.66 | 0 | 1495.3399 | 4726.5755 | 100 | 6221.9154 | 6221.98 | -0.064551
5483 | 100 | 0 | 469.99 | 0 | 0 | 0 | 0 | 0 | 0 | 0 | 0 | 1657.47 | 0 | 177.16 | 77.16 | 0 | 1495.3399 | 4726.5755 | 100 | 6221.9154 | 6221.98 | -0.064551
5484 | 100 | 0 | 476.12 | 0 | 0 | 0 | 0 | 0 | 0 | 0 | 0 | 1657.47 | 0 | 190.55 | 90.55 | 0 | 1495.3399 | 4726.5755 | 100 | 6221.9154 | 6221.98 | -0.064551
5485 | 100 | 0 | 482.26 | 0 | 0 | 0 | 0 | 0 | 0 | 0 | 0 | 1657.47 | 0 | 191.95 | 91.95 | 0 | 1495.3399 | 4726.5755 | 100 | 6221.9154 | 6221.98 | -0.064551
5486 | 100 | 0 | 488.4 | 0 | 0 | 0 | 0 | 0 | 0 | 0 | 0 | 1657.47 | 0 | 178.71 | 78.71 | 0 | 1495.3399 | 4726.5755 | 100 | 6221.9154 | 6221.98 | -0.064551
5487 | 100 | 0 | 494.53 | 0 | 0 | 0 | 0 | 0 | 0 | 0 | 0 | 1657.47 | 0 | 157.86 | 57.86 | 0 | 1495.3399 | 4726.5755 | 100 | 6221.9154 | 6221.98 | -0.064551
5488 | 100 | 0 | 500.67 | 0 | 0 | 0 | 0 | 0 | 0 | 0 | 0 | 1657.47 | 0 | 123.37 | 23.37 | 0 | 1495.3399 | 4726.5755 | 100 | 6221.9154 | 6221.98 | -0.064551
5489 | 78.92 | 0 | 493.87 | 0 | 0 | 0 | 0 | 0 | 0 | 0 | 0 | 1657.47 | 0 | 78.92 | 0 | 0 | 1495.3399 | 3730.2134 | 78.92 | 5225.5533 | 5225.71 | -0.15667
5490 | 30.63 | 0 | 457.44 | 0 | 0 | 0 | 0 | 0 | 0 | 0 | 0 | 1657.47 | 0 | 30.63 | 0 | 0 | 1495.3399 | 1447.7501 | 30.63 | 2943.09 | 2943.34 | -0.25
5491 | 30.3 | 0 | 420.8 | 0 | 0 | 0 | 0 | 0 | 0 | 0 | 0 | 1657.47 | 26.82 | 3.48 | 0 | 0 | 1495.3399 | 164.4848 | 3.48 | 1659.8247 | 1659.7 | 0.12475
5492 | 26.82 | 0 | 382.03 | 0 | 0 | 0 | 0 | 0 | 0 | 0 | 0 | 1657.47 | 26.82 | 0 | 0 | 0 | 1495.3399 | 0 | 0 | 1495.3399 | 1495.4 | -0.060079
5493 | 26.82 | 0 | 343.25 | 0 | 0 | 0 | 0 | 0 | 0 | 0 | 0 | 1657.47 | 26.82 | 0 | 0 | 0 | 1495.3399 | 0 | 0 | 1495.3399 | 1495.4 | -0.060079
5494 | 100 | 0 | 349.39 | 0 | 0 | 0 | 0 | 0 | 0 | 0 | 0 | 1657.47 | 100 | 0 | 0 | 0 | 1495.3399 | 0 | 0 | 1495.3399 | 1495.4 | -0.060079
5495 | 100 | 0 | 355.53 | 0 | 0 | 0 | 0 | 0 | 0 | 0 | 0 | 1657.47 | 100 | 0 | 0 | 0 | 1495.3399 | 0 | 0 | 1495.3399 | 1495.4 | -0.060079
5496 | 100 | 0 | 361.66 | 0 | 0 | 0 | 0 | 0 | 0 | 0 | 0 | 1657.47 | 100 | 0 | 0 | 0 | 1495.3399 | 0 | 0 | 1495.3399 | 1495.4 | -0.060079
5497 | 100 | 0 | 367.8 | 0 | 0 | 0 | 0 | 0 | 0 | 0 | 0 | 1657.47 | 100 | 0 | 0 | 0 | 1495.3399 | 0 | 0 | 1495.3399 | 1495.4 | -0.060079
5498 | 100 | 0 | 373.94 | 0 | 0 | 0 | 0 | 0 | 0 | 0 | 0 | 1657.47 | 100 | 0 | 0 | 0 | 1495.3399 | 0 | 0 | 1495.3399 | 1495.4 | -0.060079
5499 | 100 | 0 | 380.07 | 0 | 0 | 0 | 0 | 0 | 0 | 0 | 0 | 1657.47 | 100 | 0 | 0 | 0 | 1495.3399 | 0 | 0 | 1495.3399 | 1495.4 | -0.060079
5500 | 100 | 0 | 386.21 | 0 | 0 | 0 | 0 | 0 | 0 | 0 | 0 | 1657.47 | 100 | 0 | 0 | 0 | 1495.3399 | 0 | 0 | 1495.3399 | 1495.4 | -0.060079
5501 | 100 | 0 | 392.34 | 0 | 0 | 0 | 0 | 0 | 0 | 0 | 0 | 1657.47 | 100 | 0 | 0 | 0 | 1495.3399 | 0 | 0 | 1495.3399 | 1495.4 | -0.060079
5502 | 100 | 0 | 398.48 | 0 | 0 | 0 | 0 | 0 | 0 | 0 | 0 | 1657.47 | 100 | 0 | 0 | 0 | 1495.3399 | 0 | 0 | 1495.3399 | 1495.4 | -0.060079
5503 | 100 | 0 | 404.62 | 0 | 0 | 0 | 0 | 0 | 0 | 0 | 0 | 1657.47 | 83.66 | 16.34 | 0 | 0 | 1495.3399 | 772.3224 | 16.34 | 2267.6624 | 2267.52 | 0.14236
5504 | 100 | 0 | 410.75 | 0 | 0 | 0 | 0 | 0 | 0 | 0 | 0 | 1657.47 | 38.57 | 61.43 | 0 | 0 | 1495.3399 | 2903.5353 | 61.43 | 4398.8753 | 4399.03 | -0.15473
5505 | 100 | 0 | 416.89 | 0 | 0 | 0 | 0 | 0 | 0 | 0 | 0 | 1657.47 | 0 | 109.57 | 9.57 | 0 | 1495.3399 | 4726.5755 | 100 | 6221.9154 | 6221.98 | -0.064551
5506 | 100 | 0 | 423.03 | 0 | 0 | 0 | 0 | 0 | 0 | 0 | 0 | 1657.47 | 0 | 147.34 | 47.34 | 0 | 1495.3399 | 4726.5755 | 100 | 6221.9154 | 6221.98 | -0.064551
5507 | 100 | 0 | 429.16 | 0 | 0 | 0 | 0 | 0 | 0 | 0 | 0 | 1657.47 | 0 | 171.04 | 71.04 | 0 | 1495.3399 | 4726.5755 | 100 | 6221.9154 | 6221.98 | -0.064551
5508 | 100 | 0 | 435.3 | 0 | 0 | 0 | 0 | 0 | 0 | 0 | 0 | 1657.47 | 0 | 182.89 | 82.89 | 0 | 1495.3399 | 4726.5755 | 100 | 6221.9154 | 6221.98 | -0.064551
5509 | 100 | 0 | 441.43 | 0 | 0 | 0 | 0 | 0 | 0 | 0 | 0 | 1657.47 | 0 | 183.64 | 83.64 | 0 | 1495.3399 | 4726.5755 | 100 | 6221.9154 | 6221.98 | -0.064551
5510 | 100 | 0 | 447.57 | 0 | 0 | 0 | 0 | 0 | 0 | 0 | 0 | 1657.47 | 0 | 173.45 | 73.45 | 0 | 1495.3399 | 4726.5755 | 100 | 6221.9154 | 6221.98 | -0.064551
5511 | 100 | 0 | 453.71 | 0 | 0 | 0 | 0 | 0 | 0 | 0 | 0 | 1657.47 | 0 | 151.49 | 51.49 | 0 | 1495.3399 | 4726.5755 | 100 | 6221.9154 | 6221.98 | -0.064551
5512 | 100 | 0 | 459.84 | 0 | 0 | 0 | 0 | 0 | 0 | 0 | 0 | 1657.47 | 0 | 117.33 | 17.33 | 0 | 1495.3399 | 4726.5755 | 100 | 6221.9154 | 6221.98 | -0.064551
5513 | 73.95 | 0 | 450 | 0 | 0 | 0 | 0 | 0 | 0 | 0 | 0 | 1657.47 | 0 | 73.95 | 0 | 0 | 1495.3399 | 3495.3026 | 73.95 | 4990.6425 | 4990.9 | -0.25748
5514 | 29.43 | 0 | 412.82 | 0 | 0 | 0 | 0 | 0 | 0 | 0 | 0 | 1657.47 | 0 | 29.43 | 0 | 0 | 1495.3399 | 1391.0312 | 29.43 | 2886.3711 | 2886.25 | 0.1211
5515 | 29.84 | 0 | 375.91 | 0 | 0 | 0 | 0 | 0 | 0 | 0 | 0 | 1657.47 | 26.82 | 3.02 | 0 | 0 | 1495.3399 | 142.7426 | 3.02 | 1638.0825 | 1638.27 | -0.1875
5516 | 26.82 | 0 | 337.13 | 0 | 0 | 0 | 0 | 0 | 0 | 0 | 0 | 1657.47 | 26.82 | 0 | 0 | 0 | 1495.3399 | 0 | 0 | 1495.3399 | 1495.4 | -0.060079
5517 | 26.82 | 0 | 298.36 | 0 | 0 | 0 | 0 | 0 | 0 | 0 | 0 | 1657.47 | 26.82 | 0 | 0 | 0 | 1495.3399 | 0 | 0 | 1495.3399 | 1495.4 | -0.060079
5518 | 100 | 0 | 304.5 | 0 | 0 | 0 | 0 | 0 | 0 | 0 | 0 | 1657.47 | 100 | 0 | 0 | 0 | 1495.3399 | 0 | 0 | 1495.3399 | 1495.4 | -0.060079
5519 | 100 | 0 | 310.63 | 0 | 0 | 0 | 0 | 0 | 0 | 0 | 0 | 1657.47 | 100 | 0 | 0 | 0 | 1495.3399 | 0 | 0 | 1495.3399 | 1495.4 | -0.060079
5520 | 100 | 0 | 316.77 | 0 | 0 | 0 | 0 | 0 | 0 | 0 | 0 | 1657.47 | 100 | 0 | 0 | 0 | 1495.3399 | 0 | 0 | 1495.3399 | 1495.4 | -0.060079
5521 | 100 | 0 | 322.91 | 0 | 0 | 0 | 0 | 0 | 0 | 0 | 0 | 1657.47 | 100 | 0 | 0 | 0 | 1495.3399 | 0 | 0 | 1495.3399 | 1495.4 | -0.060079
5522 | 100 | 0 | 329.04 | 0 | 0 | 0 | 0 | 0 | 0 | 0 | 0 | 1657.47 | 100 | 0 | 0 | 0 | 1495.3399 | 0 | 0 | 1495.3399 | 1495.4 | -0.060079
5523 | 100 | 0 | 335.18 | 0 | 0 | 0 | 0 | 0 | 0 | 0 | 0 | 1657.47 | 100 | 0 | 0 | 0 | 1495.3399 | 0 | 0 | 1495.3399 | 1495.4 | -0.060079
5524 | 100 | 0 | 341.31 | 0 | 0 | 0 | 0 | 0 | 0 | 0 | 0 | 1657.47 | 100 | 0 | 0 | 0 | 1495.3399 | 0 | 0 | 1495.3399 | 1495.4 | -0.060079
5525 | 100 | 0 | 347.45 | 0 | 0 | 0 | 0 | 0 | 0 | 0 | 0 | 1657.47 | 100 | 0 | 0 | 0 | 1495.3399 | 0 | 0 | 1495.3399 | 1495.4 | -0.060079
5526 | 100 | 0 | 353.59 | 0 | 0 | 0 | 0 | 0 | 0 | 0 | 0 | 1657.47 | 100 | 0 | 0 | 0 | 1495.3399 | 0 | 0 | 1495.3399 | 1495.4 | -0.060079
5527 | 100 | 0 | 359.72 | 0 | 0 | 0 | 0 | 0 | 0 | 0 | 0 | 1657.47 | 83.19 | 16.81 | 0 | 0 | 1495.3399 | 794.5373 | 16.81 | 2289.8773 | 2289.73 | 0.14727
5528 | 100 | 0 | 365.86 | 0 | 0 | 0 | 0 | 0 | 0 | 0 | 0 | 1657.47 | 41.06 | 58.94 | 0 | 0 | 1495.3399 | 2785.8436 | 58.94 | 4281.1835 | 4281.06 | 0.12354
5529 | 100 | 0 | 372 | 0 | 0 | 0 | 0 | 0 | 0 | 0 | 0 | 1657.47 | 0 | 106.13 | 6.13 | 0 | 1495.3399 | 4726.5755 | 100 | 6221.9154 | 6221.98 | -0.064551
5530 | 100 | 0 | 378.13 | 0 | 0 | 0 | 0 | 0 | 0 | 0 | 0 | 1657.47 | 0 | 144.49 | 44.49 | 0 | 1495.3399 | 4726.5755 | 100 | 6221.9154 | 6221.98 | -0.064551
5531 | 100 | 0 | 384.27 | 0 | 0 | 0 | 0 | 0 | 0 | 0 | 0 | 1657.47 | 0 | 171.38 | 71.38 | 0 | 1495.3399 | 4726.5755 | 100 | 6221.9154 | 6221.98 | -0.064551
5532 | 100 | 0 | 390.4 | 0 | 0 | 0 | 0 | 0 | 0 | 0 | 0 | 1657.47 | 0 | 184.65 | 84.65 | 0 | 1495.3399 | 4726.5755 | 100 | 6221.9154 | 6221.98 | -0.064551
5533 | 100 | 0 | 396.54 | 0 | 0 | 0 | 0 | 0 | 0 | 0 | 0 | 1657.47 | 0 | 186.56 | 86.56 | 0 | 1495.3399 | 4726.5755 | 100 | 6221.9154 | 6221.98 | -0.064551
5534 | 100 | 0 | 402.68 | 0 | 0 | 0 | 0 | 0 | 0 | 0 | 0 | 1657.47 | 0 | 175.82 | 75.82 | 0 | 1495.3399 | 4726.5755 | 100 | 6221.9154 | 6221.98 | -0.064551
5535 | 100 | 0 | 408.81 | 0 | 0 | 0 | 0 | 0 | 0 | 0 | 0 | 1657.47 | 0 | 153 | 53 | 0 | 1495.3399 | 4726.5755 | 100 | 6221.9154 | 6221.98 | -0.064551
5536 | 100 | 0 | 414.95 | 0 | 0 | 0 | 0 | 0 | 0 | 0 | 0 | 1657.47 | 0 | 118.36 | 18.36 | 0 | 1495.3399 | 4726.5755 | 100 | 6221.9154 | 6221.98 | -0.064551
5537 | 100 | 0 | 421.09 | 0 | 0 | 0 | 0 | 0 | 0 | 0 | 0 | 1657.47 | 27.96 | 72.04 | 0 | 0 | 1495.3399 | 3405.025 | 72.04 | 4900.3649 | 4900.43 | -0.065069
5538 | 100 | 0 | 427.22 | 0 | 0 | 0 | 0 | 0 | 0 | 0 | 0 | 1657.47 | 70.8 | 29.2 | 0 | 0 | 1495.3399 | 1380.1601 | 29.2 | 2875.5 | 2875.75 | -0.25003
5539 | 100 | 0 | 433.36 | 0 | 0 | 0 | 0 | 0 | 0 | 0 | 0 | 1657.47 | 97.32 | 2.68 | 0 | 0 | 1495.3399 | 126.6722 | 2.68 | 1622.0121 | 1622.24 | -0.22786
5540 | 100 | 0 | 439.49 | 0 | 0 | 0 | 0 | 0 | 0 | 0 | 0 | 1657.47 | 100 | 0 | 0 | 0 | 1495.3399 | 0 | 0 | 1495.3399 | 1495.4 | -0.060079
5541 | 100 | 0 | 445.63 | 0 | 0 | 0 | 0 | 0 | 0 | 0 | 0 | 1657.47 | 100 | 0 | 0 | 0 | 1495.3399 | 0 | 0 | 1495.3399 | 1495.4 | -0.060079
5542 | 100 | 0 | 451.77 | 0 | 0 | 0 | 0 | 0 | 0 | 0 | 0 | 1657.47 | 100 | 0 | 0 | 0 | 1495.3399 | 0 | 0 | 1495.3399 | 1495.4 | -0.060079
5543 | 100 | 0 | 457.9 | 0 | 0 | 0 | 0 | 0 | 0 | 0 | 0 | 1657.47 | 100 | 0 | 0 | 0 | 1495.3399 | 0 | 0 | 1495.3399 | 1495.4 | -0.060079
5544 | 100 | 0 | 464.04 | 0 | 0 | 0 | 0 | 0 | 0 | 0 | 0 | 1657.47 | 100 | 0 | 0 | 0 | 1495.3399 | 0 | 0 | 1495.3399 | 1495.4 | -0.060079
5545 | 100 | 0 | 470.18 | 0 | 0 | 0 | 0 | 0 | 0 | 0 | 0 | 1657.47 | 100 | 0 | 0 | 0 | 1495.3399 | 0 | 0 | 1495.3399 | 1495.4 | -0.060079
5546 | 100 | 0 | 476.31 | 0 | 0 | 0 | 0 | 0 | 0 | 0 | 0 | 1657.47 | 100 | 0 | 0 | 0 | 1495.3399 | 0 | 0 | 1495.3399 | 1495.4 | -0.060079
5547 | 100 | 0 | 482.45 | 0 | 0 | 0 | 0 | 0 | 0 | 0 | 0 | 1657.47 | 100 | 0 | 0 | 0 | 1495.3399 | 0 | 0 | 1495.3399 | 1495.4 | -0.060079
5548 | 100 | 0 | 488.58 | 0 | 0 | 0 | 0 | 0 | 0 | 0 | 0 | 1657.47 | 100 | 0 | 0 | 0 | 1495.3399 | 0 | 0 | 1495.3399 | 1495.4 | -0.060079
5549 | 100 | 0 | 494.72 | 0 | 0 | 0 | 0 | 0 | 0 | 0 | 0 | 1657.47 | 100 | 0 | 0 | 0 | 1495.3399 | 0 | 0 | 1495.3399 | 1495.4 | -0.060079
5550 | 100 | 0 | 500.86 | 0 | 0 | 0 | 0 | 0 | 0 | 0 | 0 | 1657.47 | 100 | 0 | 0 | 0 | 1495.3399 | 0 | 0 | 1495.3399 | 1495.4 | -0.060079
5551 | 100 | 0 | 506.99 | 0 | 0 | 0 | 0 | 0 | 0 | 0 | 0 | 1657.47 | 83.59 | 16.41 | 0 | 0 | 1495.3399 | 775.631 | 16.41 | 2270.971 | 2271 | -0.029035
5552 | 100 | 0 | 513.13 | 0 | 0 | 0 | 0 | 0 | 0 | 0 | 0 | 1657.47 | 39.36 | 60.64 | 0 | 0 | 1495.3399 | 2866.1954 | 60.64 | 4361.5353 | 4361.41 | 0.12532
5553 | 100 | 0 | 519.27 | 0 | 0 | 0 | 0 | 0 | 0 | 0 | 0 | 1657.47 | 0 | 106.74 | 6.74 | 0 | 1495.3399 | 4726.5755 | 100 | 6221.9154 | 6221.98 | -0.064551
5554 | 100 | 0 | 525.4 | 0 | 0 | 0 | 0 | 0 | 0 | 0 | 0 | 1657.47 | 0 | 144.73 | 44.73 | 0 | 1495.3399 | 4726.5755 | 100 | 6221.9154 | 6221.98 | -0.064551
5555 | 100 | 0 | 531.54 | 0 | 0 | 0 | 0 | 0 | 0 | 0 | 0 | 1657.47 | 0 | 170.81 | 70.81 | 0 | 1495.3399 | 4726.5755 | 100 | 6221.9154 | 6221.98 | -0.064551
5556 | 100 | 0 | 537.67 | 0 | 0 | 0 | 0 | 0 | 0 | 0 | 0 | 1657.47 | 0 | 183.92 | 83.92 | 0 | 1495.3399 | 4726.5755 | 100 | 6221.9154 | 6221.98 | -0.064551
5557 | 100 | 0 | 543.81 | 0 | 0 | 0 | 0 | 0 | 0 | 0 | 0 | 1657.47 | 0 | 185.24 | 85.24 | 0 | 1495.3399 | 4726.5755 | 100 | 6221.9154 | 6221.98 | -0.064551
5558 | 100 | 0 | 549.95 | 0 | 0 | 0 | 0 | 0 | 0 | 0 | 0 | 1657.47 | 0 | 173.3 | 73.3 | 0 | 1495.3399 | 4726.5755 | 100 | 6221.9154 | 6221.98 | -0.064551
5559 | 100 | 0 | 556.08 | 0 | 0 | 0 | 0 | 0 | 0 | 0 | 0 | 1657.47 | 0 | 151.78 | 51.78 | 0 | 1495.3399 | 4726.5755 | 100 | 6221.9154 | 6221.98 | -0.064551
5560 | 100 | 0 | 562.22 | 0 | 0 | 0 | 0 | 0 | 0 | 0 | 0 | 1657.47 | 0 | 118.41 | 18.41 | 0 | 1495.3399 | 4726.5755 | 100 | 6221.9154 | 6221.98 | -0.064551
5561 | 100 | 0 | 568.36 | 0 | 0 | 0 | 0 | 0 | 0 | 0 | 0 | 1657.47 | 24.34 | 75.66 | 0 | 0 | 1495.3399 | 3576.127 | 75.66 | 5071.467 | 5071.44 | 0.026965
5562 | 100 | 0 | 574.49 | 0 | 0 | 0 | 0 | 0 | 0 | 0 | 0 | 1657.47 | 71.03 | 28.97 | 0 | 0 | 1495.3399 | 1369.2889 | 28.97 | 2864.6289 | 2864.79 | -0.16115
5563 | 100 | 0 | 580.63 | 0 | 0 | 0 | 0 | 0 | 0 | 0 | 0 | 1657.47 | 97.54 | 2.46 | 0 | 0 | 1495.3399 | 116.2738 | 2.46 | 1611.6137 | 1611.83 | -0.21632
5564 | 100 | 0 | 586.76 | 0 | 0 | 0 | 0 | 0 | 0 | 0 | 0 | 1657.47 | 100 | 0 | 0 | 0 | 1495.3399 | 0 | 0 | 1495.3399 | 1495.4 | -0.060079
5565 | 100 | 0 | 592.9 | 0 | 0 | 0 | 0 | 0 | 0 | 0 | 0 | 1657.47 | 100 | 0 | 0 | 0 | 1495.3399 | 0 | 0 | 1495.3399 | 1495.4 | -0.060079
5566 | 100 | 0 | 599.04 | 0 | 0 | 0 | 0 | 0 | 0 | 0 | 0 | 1657.47 | 100 | 0 | 0 | 0 | 1495.3399 | 0 | 0 | 1495.3399 | 1495.4 | -0.060079
5567 | 100 | 0 | 605.17 | 0 | 0 | 0 | 0 | 0 | 0 | 0 | 0 | 1657.47 | 100 | 0 | 0 | 0 | 1495.3399 | 0 | 0 | 1495.3399 | 1495.4 | -0.060079
5568 | 100 | 0 | 611.31 | 0 | 0 | 0 | 0 | 0 | 0 | 0 | 0 | 1657.47 | 100 | 0 | 0 | 0 | 1495.3399 | 0 | 0 | 1495.3399 | 1495.4 | -0.060079
5569 | 100 | 0 | 617.45 | 0 | 0 | 0 | 0 | 0 | 0 | 0 | 0 | 1657.47 | 100 | 0 | 0 | 0 | 1495.3399 | 0 | 0 | 1495.3399 | 1495.4 | -0.060079
5570 | 100 | 0 | 623.58 | 0 | 0 | 0 | 0 | 0 | 0 | 0 | 0 | 1657.47 | 100 | 0 | 0 | 0 | 1495.3399 | 0 | 0 | 1495.3399 | 1495.4 | -0.060079
5571 | 100 | 0 | 629.72 | 0 | 0 | 0 | 0 | 0 | 0 | 0 | 0 | 1657.47 | 100 | 0 | 0 | 0 | 1495.3399 | 0 | 0 | 1495.3399 | 1495.4 | -0.060079
5572 | 100 | 0 | 635.85 | 0 | 0 | 0 | 0 | 0 | 0 | 0 | 0 | 1657.47 | 100 | 0 | 0 | 0 | 1495.3399 | 0 | 0 | 1495.3399 | 1495.4 | -0.060079
5573 | 100 | 0 | 641.99 | 0 | 0 | 0 | 0 | 0 | 0 | 0 | 0 | 1657.47 | 100 | 0 | 0 | 0 | 1495.3399 | 0 | 0 | 1495.3399 | 1495.4 | -0.060079
5574 | 100 | 0 | 648.13 | 0 | 0 | 0 | 0 | 0 | 0 | 0 | 0 | 1657.47 | 100 | 0 | 0 | 0 | 1495.3399 | 0 | 0 | 1495.3399 | 1495.4 | -0.060079
5575 | 100 | 0 | 654.26 | 0 | 0 | 0 | 0 | 0 | 0 | 0 | 0 | 1657.47 | 83.61 | 16.39 | 0 | 0 | 1495.3399 | 774.6857 | 16.39 | 2270.0256 | 2270.23 | -0.20435
5576 | 100 | 0 | 660.4 | 0 | 0 | 0 | 0 | 0 | 0 | 0 | 0 | 1657.47 | 39.9 | 60.1 | 0 | 0 | 1495.3399 | 2840.6719 | 60.1 | 4336.0118 | 4336.08 | -0.068187
5577 | 100 | 0 | 666.54 | 0 | 0 | 0 | 0 | 0 | 0 | 0 | 0 | 1657.47 | 0 | 109.1 | 9.1 | 0 | 1495.3399 | 4726.5755 | 100 | 6221.9154 | 6221.98 | -0.064551
5578 | 100 | 0 | 672.67 | 0 | 0 | 0 | 0 | 0 | 0 | 0 | 0 | 1657.47 | 0 | 147.9 | 47.9 | 0 | 1495.3399 | 4726.5755 | 100 | 6221.9154 | 6221.98 | -0.064551
5579 | 100 | 0 | 678.81 | 0 | 0 | 0 | 0 | 0 | 0 | 0 | 0 | 1657.47 | 0 | 170.83 | 70.83 | 0 | 1495.3399 | 4726.5755 | 100 | 6221.9154 | 6221.98 | -0.064551
5580 | 100 | 0 | 684.94 | 0 | 0 | 0 | 0 | 0 | 0 | 0 | 0 | 1657.47 | 0 | 184.78 | 84.78 | 0 | 1495.3399 | 4726.5755 | 100 | 6221.9154 | 6221.98 | -0.064551
5581 | 100 | 0 | 691.08 | 0 | 0 | 0 | 0 | 0 | 0 | 0 | 0 | 1657.47 | 0 | 186.25 | 86.25 | 0 | 1495.3399 | 4726.5755 | 100 | 6221.9154 | 6221.98 | -0.064551
5582 | 100 | 0 | 697.22 | 0 | 0 | 0 | 0 | 0 | 0 | 0 | 0 | 1657.47 | 0 | 175.89 | 75.89 | 0 | 1495.3399 | 4726.5755 | 100 | 6221.9154 | 6221.98 | -0.064551
5583 | 100 | 0 | 703.35 | 0 | 0 | 0 | 0 | 0 | 0 | 0 | 0 | 1657.47 | 0 | 155.5 | 55.5 | 0 | 1495.3399 | 4726.5755 | 100 | 6221.9154 | 6221.98 | -0.064551
5584 | 100 | 0 | 709.49 | 0 | 0 | 0 | 0 | 0 | 0 | 0 | 0 | 1657.47 | 0 | 122.48 | 22.48 | 0 | 1495.3399 | 4726.5755 | 100 | 6221.9154 | 6221.98 | -0.064551
5585 | 64.03 | 0 | 693.55 | 0 | 0 | 0 | 0 | 0 | 0 | 0 | 0 | 1657.47 | 0 | 64.03 | 0 | 0 | 1495.3399 | 3026.4263 | 64.03 | 4521.7662 | 4521.74 | 0.026231
5586 | 25.93 | 0 | 654.23 | 0 | 0 | 0 | 0 | 0 | 0 | 0 | 0 | 1657.47 | 0 | 25.93 | 0 | 0 | 1495.3399 | 1225.601 | 25.93 | 2720.941 | 2720.82 | 0.12096
5587 | 29.65 | 0 | 617.2 | 0 | 0 | 0 | 0 | 0 | 0 | 0 | 0 | 1657.47 | 26.82 | 2.83 | 0 | 0 | 1495.3399 | 133.7621 | 2.83 | 1629.102 | 1629.34 | -0.23799
5588 | 26.82 | 0 | 578.42 | 0 | 0 | 0 | 0 | 0 | 0 | 0 | 0 | 1657.47 | 26.82 | 0 | 0 | 0 | 1495.3399 | 0 | 0 | 1495.3399 | 1495.4 | -0.060079
5589 | 26.82 | 0 | 539.65 | 0 | 0 | 0 | 0 | 0 | 0 | 0 | 0 | 1657.47 | 26.82 | 0 | 0 | 0 | 1495.3399 | 0 | 0 | 1495.3399 | 1495.4 | -0.060079
5590 | 100 | 0 | 545.79 | 0 | 0 | 0 | 0 | 0 | 0 | 0 | 0 | 1657.47 | 100 | 0 | 0 | 0 | 1495.3399 | 0 | 0 | 1495.3399 | 1495.4 | -0.060079
5591 | 100 | 0 | 551.92 | 0 | 0 | 0 | 0 | 0 | 0 | 0 | 0 | 1657.47 | 100 | 0 | 0 | 0 | 1495.3399 | 0 | 0 | 1495.3399 | 1495.4 | -0.060079
5592 | 100 | 0 | 558.06 | 0 | 0 | 0 | 0 | 0 | 0 | 0 | 0 | 1657.47 | 100 | 0 | 0 | 0 | 1495.3399 | 0 | 0 | 1495.3399 | 1495.4 | -0.060079
5593 | 100 | 0 | 564.2 | 0 | 0 | 0 | 0 | 0 | 0 | 0 | 0 | 1657.47 | 100 | 0 | 0 | 0 | 1495.3399 | 0 | 0 | 1495.3399 | 1495.4 | -0.060079
5594 | 100 | 0 | 570.33 | 0 | 0 | 0 | 0 | 0 | 0 | 0 | 0 | 1657.47 | 100 | 0 | 0 | 0 | 1495.3399 | 0 | 0 | 1495.3399 | 1495.4 | -0.060079
5595 | 100 | 0 | 576.47 | 0 | 0 | 0 | 0 | 0 | 0 | 0 | 0 | 1657.47 | 100 | 0 | 0 | 0 | 1495.3399 | 0 | 0 | 1495.3399 | 1495.4 | -0.060079
5596 | 100 | 0 | 582.61 | 0 | 0 | 0 | 0 | 0 | 0 | 0 | 0 | 1657.47 | 100 | 0 | 0 | 0 | 1495.3399 | 0 | 0 | 1495.3399 | 1495.4 | -0.060079
5597 | 100 | 0 | 588.74 | 0 | 0 | 0 | 0 | 0 | 0 | 0 | 0 | 1657.47 | 100 | 0 | 0 | 0 | 1495.3399 | 0 | 0 | 1495.3399 | 1495.4 | -0.060079
5598 | 100 | 0 | 594.88 | 0 | 0 | 0 | 0 | 0 | 0 | 0 | 0 | 1657.47 | 100 | 0 | 0 | 0 | 1495.3399 | 0 | 0 | 1495.3399 | 1495.4 | -0.060079
5599 | 100 | 0 | 601.01 | 0 | 0 | 0 | 0 | 0 | 0 | 0 | 0 | 1657.47 | 83.37 | 16.63 | 0 | 0 | 1495.3399 | 786.0295 | 16.63 | 2281.3694 | 2281.63 | -0.26057
5600 | 100 | 0 | 607.15 | 0 | 0 | 0 | 0 | 0 | 0 | 0 | 0 | 1657.47 | 40.15 | 59.85 | 0 | 0 | 1495.3399 | 2828.8555 | 59.85 | 4324.1954 | 4324.07 | 0.12537
5601 | 100 | 0 | 613.29 | 0 | 0 | 0 | 0 | 0 | 0 | 0 | 0 | 1657.47 | 0 | 108.87 | 8.87 | 0 | 1495.3399 | 4726.5755 | 100 | 6221.9154 | 6221.98 | -0.064551
5602 | 100 | 0 | 619.42 | 0 | 0 | 0 | 0 | 0 | 0 | 0 | 0 | 1657.47 | 0 | 148.53 | 48.53 | 0 | 1495.3399 | 4726.5755 | 100 | 6221.9154 | 6221.98 | -0.064551
5603 | 100 | 0 | 625.56 | 0 | 0 | 0 | 0 | 0 | 0 | 0 | 0 | 1657.47 | 0 | 176.15 | 76.15 | 0 | 1495.3399 | 4726.5755 | 100 | 6221.9154 | 6221.98 | -0.064551
5604 | 100 | 0 | 631.7 | 0 | 0 | 0 | 0 | 0 | 0 | 0 | 0 | 1657.47 | 0 | 185.99 | 85.99 | 0 | 1495.3399 | 4726.5755 | 100 | 6221.9154 | 6221.98 | -0.064551
5605 | 100 | 0 | 637.83 | 0 | 0 | 0 | 0 | 0 | 0 | 0 | 0 | 1657.47 | 0 | 184.8 | 84.8 | 0 | 1495.3399 | 4726.5755 | 100 | 6221.9154 | 6221.98 | -0.064551
5606 | 100 | 0 | 643.97 | 0 | 0 | 0 | 0 | 0 | 0 | 0 | 0 | 1657.47 | 0 | 172.53 | 72.53 | 0 | 1495.3399 | 4726.5755 | 100 | 6221.9154 | 6221.98 | -0.064551
5607 | 100 | 0 | 650.1 | 0 | 0 | 0 | 0 | 0 | 0 | 0 | 0 | 1657.47 | 0 | 152.81 | 52.81 | 0 | 1495.3399 | 4726.5755 | 100 | 6221.9154 | 6221.98 | -0.064551
5608 | 100 | 0 | 656.24 | 0 | 0 | 0 | 0 | 0 | 0 | 0 | 0 | 1657.47 | 0 | 119.7 | 19.7 | 0 | 1495.3399 | 4726.5755 | 100 | 6221.9154 | 6221.98 | -0.064551
5609 | 75.53 | 0 | 647.36 | 0 | 0 | 0 | 0 | 0 | 0 | 0 | 0 | 1657.47 | 0 | 75.53 | 0 | 0 | 1495.3399 | 3569.9825 | 75.53 | 5065.3224 | 5065.2 | 0.12242
5610 | 28.47 | 0 | 609.6 | 0 | 0 | 0 | 0 | 0 | 0 | 0 | 0 | 1657.47 | 0 | 28.47 | 0 | 0 | 1495.3399 | 1345.6561 | 28.47 | 2840.996 | 2841.06 | -0.064026
5611 | 28.79 | 0 | 572.03 | 0 | 0 | 0 | 0 | 0 | 0 | 0 | 0 | 1657.47 | 26.82 | 1.97 | 0 | 0 | 1495.3399 | 93.1135 | 1.97 | 1588.4535 | 1588.49 | -0.036541
5612 | 26.82 | 0 | 533.26 | 0 | 0 | 0 | 0 | 0 | 0 | 0 | 0 | 1657.47 | 26.82 | 0 | 0 | 0 | 1495.3399 | 0 | 0 | 1495.3399 | 1495.4 | -0.060079
5613 | 26.82 | 0 | 494.49 | 0 | 0 | 0 | 0 | 0 | 0 | 0 | 0 | 1657.47 | 26.82 | 0 | 0 | 0 | 1495.3399 | 0 | 0 | 1495.3399 | 1495.4 | -0.060079
5614 | 100 | 0 | 500.63 | 0 | 0 | 0 | 0 | 0 | 0 | 0 | 0 | 1657.47 | 100 | 0 | 0 | 0 | 1495.3399 | 0 | 0 | 1495.3399 | 1495.4 | -0.060079
5615 | 100 | 0 | 506.76 | 0 | 0 | 0 | 0 | 0 | 0 | 0 | 0 | 1657.47 | 100 | 0 | 0 | 0 | 1495.3399 | 0 | 0 | 1495.3399 | 1495.4 | -0.060079
5616 | 100 | 0 | 512.9 | 0 | 0 | 0 | 0 | 0 | 0 | 0 | 0 | 1657.47 | 100 | 0 | 0 | 0 | 1495.3399 | 0 | 0 | 1495.3399 | 1495.4 | -0.060079
5617 | 100 | 0 | 519.04 | 0 | 0 | 0 | 0 | 0 | 0 | 0 | 0 | 1657.47 | 100 | 0 | 0 | 0 | 1495.3399 | 0 | 0 | 1495.3399 | 1495.4 | -0.060079
5618 | 100 | 0 | 525.17 | 0 | 0 | 0 | 0 | 0 | 0 | 0 | 0 | 1657.47 | 100 | 0 | 0 | 0 | 1495.3399 | 0 | 0 | 1495.3399 | 1495.4 | -0.060079
5619 | 100 | 0 | 531.31 | 0 | 0 | 0 | 0 | 0 | 0 | 0 | 0 | 1657.47 | 100 | 0 | 0 | 0 | 1495.3399 | 0 | 0 | 1495.3399 | 1495.4 | -0.060079
5620 | 100 | 0 | 537.44 | 0 | 0 | 0 | 0 | 0 | 0 | 0 | 0 | 1657.47 | 100 | 0 | 0 | 0 | 1495.3399 | 0 | 0 | 1495.3399 | 1495.4 | -0.060079
5621 | 100 | 0 | 543.58 | 0 | 0 | 0 | 0 | 0 | 0 | 0 | 0 | 1657.47 | 100 | 0 | 0 | 0 | 1495.3399 | 0 | 0 | 1495.3399 | 1495.4 | -0.060079
5622 | 100 | 0 | 549.72 | 0 | 0 | 0 | 0 | 0 | 0 | 0 | 0 | 1657.47 | 100 | 0 | 0 | 0 | 1495.3399 | 0 | 0 | 1495.3399 | 1495.4 | -0.060079
5623 | 100 | 0 | 555.85 | 0 | 0 | 0 | 0 | 0 | 0 | 0 | 0 | 1657.47 | 84 | 16 | 0 | 0 | 1495.3399 | 756.2521 | 16 | 2251.592 | 2251.71 | -0.11799
5624 | 100 | 0 | 561.99 | 0 | 0 | 0 | 0 | 0 | 0 | 0 | 0 | 1657.47 | 37.75 | 62.25 | 0 | 0 | 1495.3399 | 2942.2933 | 62.25 | 4437.6332 | 4437.6 | 0.033187
5625 | 100 | 0 | 568.13 | 0 | 0 | 0 | 0 | 0 | 0 | 0 | 0 | 1657.47 | 0 | 110.37 | 10.37 | 0 | 1495.3399 | 4726.5755 | 100 | 6221.9154 | 6221.98 | -0.064551
5626 | 100 | 0 | 574.26 | 0 | 0 | 0 | 0 | 0 | 0 | 0 | 0 | 1657.47 | 0 | 145.76 | 45.76 | 0 | 1495.3399 | 4726.5755 | 100 | 6221.9154 | 6221.98 | -0.064551
5627 | 100 | 0 | 580.4 | 0 | 0 | 0 | 0 | 0 | 0 | 0 | 0 | 1657.47 | 0 | 168.93 | 68.93 | 0 | 1495.3399 | 4726.5755 | 100 | 6221.9154 | 6221.98 | -0.064551
5628 | 100 | 0 | 586.53 | 0 | 0 | 0 | 0 | 0 | 0 | 0 | 0 | 1657.47 | 0 | 182.78 | 82.78 | 0 | 1495.3399 | 4726.5755 | 100 | 6221.9154 | 6221.98 | -0.064551
5629 | 100 | 0 | 592.67 | 0 | 0 | 0 | 0 | 0 | 0 | 0 | 0 | 1657.47 | 0 | 184.65 | 84.65 | 0 | 1495.3399 | 4726.5755 | 100 | 6221.9154 | 6221.98 | -0.064551
5630 | 100 | 0 | 598.81 | 0 | 0 | 0 | 0 | 0 | 0 | 0 | 0 | 1657.47 | 0 | 175.67 | 75.67 | 0 | 1495.3399 | 4726.5755 | 100 | 6221.9154 | 6221.98 | -0.064551
5631 | 100 | 0 | 604.94 | 0 | 0 | 0 | 0 | 0 | 0 | 0 | 0 | 1657.47 | 0 | 153.44 | 53.44 | 0 | 1495.3399 | 4726.5755 | 100 | 6221.9154 | 6221.98 | -0.064551
5632 | 100 | 0 | 611.08 | 0 | 0 | 0 | 0 | 0 | 0 | 0 | 0 | 1657.47 | 0 | 119.89 | 19.89 | 0 | 1495.3399 | 4726.5755 | 100 | 6221.9154 | 6221.98 | -0.064551
5633 | 75.18 | 0 | 601.98 | 0 | 0 | 0 | 0 | 0 | 0 | 0 | 0 | 1657.47 | 0 | 75.18 | 0 | 0 | 1495.3399 | 3553.4395 | 75.18 | 5048.7794 | 5048.84 | -0.060597
5634 | 27.91 | 0 | 563.88 | 0 | 0 | 0 | 0 | 0 | 0 | 0 | 0 | 1657.47 | 0 | 27.91 | 0 | 0 | 1495.3399 | 1319.1872 | 27.91 | 2814.5272 | 2814.5 | 0.027151
5635 | 28.77 | 0 | 526.31 | 0 | 0 | 0 | 0 | 0 | 0 | 0 | 0 | 1657.47 | 26.82 | 1.95 | 0 | 0 | 1495.3399 | 92.1682 | 1.95 | 1587.5081 | 1587.8 | -0.29186
5636 | 26.82 | 0 | 487.53 | 0 | 0 | 0 | 0 | 0 | 0 | 0 | 0 | 1657.47 | 26.82 | 0 | 0 | 0 | 1495.3399 | 0 | 0 | 1495.3399 | 1495.4 | -0.060079
5637 | 26.82 | 0 | 448.76 | 0 | 0 | 0 | 0 | 0 | 0 | 0 | 0 | 1657.47 | 26.82 | 0 | 0 | 0 | 1495.3399 | 0 | 0 | 1495.3399 | 1495.4 | -0.060079
5638 | 100 | 0 | 454.9 | 0 | 0 | 0 | 0 | 0 | 0 | 0 | 0 | 1657.47 | 100 | 0 | 0 | 0 | 1495.3399 | 0 | 0 | 1495.3399 | 1495.4 | -0.060079
5639 | 100 | 0 | 461.03 | 0 | 0 | 0 | 0 | 0 | 0 | 0 | 0 | 1657.47 | 100 | 0 | 0 | 0 | 1495.3399 | 0 | 0 | 1495.3399 | 1495.4 | -0.060079
5640 | 100 | 0 | 467.17 | 0 | 0 | 0 | 0 | 0 | 0 | 0 | 0 | 1657.47 | 100 | 0 | 0 | 0 | 1495.3399 | 0 | 0 | 1495.3399 | 1495.4 | -0.060079
5641 | 100 | 0 | 473.31 | 0 | 0 | 0 | 0 | 0 | 0 | 0 | 0 | 1657.47 | 100 | 0 | 0 | 0 | 1495.3399 | 0 | 0 | 1495.3399 | 1495.4 | -0.060079
5642 | 100 | 0 | 479.44 | 0 | 0 | 0 | 0 | 0 | 0 | 0 | 0 | 1657.47 | 100 | 0 | 0 | 0 | 1495.3399 | 0 | 0 | 1495.3399 | 1495.4 | -0.060079
5643 | 100 | 0 | 485.58 | 0 | 0 | 0 | 0 | 0 | 0 | 0 | 0 | 1657.47 | 100 | 0 | 0 | 0 | 1495.3399 | 0 | 0 | 1495.3399 | 1495.4 | -0.060079
5644 | 100 | 0 | 491.72 | 0 | 0 | 0 | 0 | 0 | 0 | 0 | 0 | 1657.47 | 100 | 0 | 0 | 0 | 1495.3399 | 0 | 0 | 1495.3399 | 1495.4 | -0.060079
5645 | 100 | 0 | 497.85 | 0 | 0 | 0 | 0 | 0 | 0 | 0 | 0 | 1657.47 | 100 | 0 | 0 | 0 | 1495.3399 | 0 | 0 | 1495.3399 | 1495.4 | -0.060079
5646 | 100 | 0 | 503.99 | 0 | 0 | 0 | 0 | 0 | 0 | 0 | 0 | 1657.47 | 100 | 0 | 0 | 0 | 1495.3399 | 0 | 0 | 1495.3399 | 1495.4 | -0.060079
5647 | 100 | 0 | 510.12 | 0 | 0 | 0 | 0 | 0 | 0 | 0 | 0 | 1657.47 | 84.16 | 15.84 | 0 | 0 | 1495.3399 | 748.6896 | 15.84 | 2244.0295 | 2244.07 | -0.040516
5648 | 100 | 0 | 516.26 | 0 | 0 | 0 | 0 | 0 | 0 | 0 | 0 | 1657.47 | 33.88 | 66.12 | 0 | 0 | 1495.3399 | 3125.2117 | 66.12 | 4620.5517 | 4620.62 | -0.06834
5649 | 100 | 0 | 522.4 | 0 | 0 | 0 | 0 | 0 | 0 | 0 | 0 | 1657.47 | 0 | 117.51 | 17.51 | 0 | 1495.3399 | 4726.5755 | 100 | 6221.9154 | 6221.98 | -0.064551
5650 | 100 | 0 | 528.53 | 0 | 0 | 0 | 0 | 0 | 0 | 0 | 0 | 1657.47 | 0 | 156.95 | 56.95 | 0 | 1495.3399 | 4726.5755 | 100 | 6221.9154 | 6221.98 | -0.064551
5651 | 100 | 0 | 534.67 | 0 | 0 | 0 | 0 | 0 | 0 | 0 | 0 | 1657.47 | 0 | 183.91 | 83.91 | 0 | 1495.3399 | 4726.5755 | 100 | 6221.9154 | 6221.98 | -0.064551
5652 | 100 | 0 | 540.81 | 0 | 0 | 0 | 0 | 0 | 0 | 0 | 0 | 1657.47 | 0 | 196.52 | 96.52 | 0 | 1495.3399 | 4726.5755 | 100 | 6221.9154 | 6221.98 | -0.064551
5653 | 100 | 0 | 546.94 | 0 | 0 | 0 | 0 | 0 | 0 | 0 | 0 | 1657.47 | 0 | 195.77 | 95.77 | 0 | 1495.3399 | 4726.5755 | 100 | 6221.9154 | 6221.98 | -0.064551
5654 | 100 | 0 | 553.08 | 0 | 0 | 0 | 0 | 0 | 0 | 0 | 0 | 1657.47 | 0 | 182.67 | 82.67 | 0 | 1495.3399 | 4726.5755 | 100 | 6221.9154 | 6221.98 | -0.064551
5655 | 100 | 0 | 559.21 | 0 | 0 | 0 | 0 | 0 | 0 | 0 | 0 | 1657.47 | 0 | 158.98 | 58.98 | 0 | 1495.3399 | 4726.5755 | 100 | 6221.9154 | 6221.98 | -0.064551
5656 | 100 | 0 | 565.35 | 0 | 0 | 0 | 0 | 0 | 0 | 0 | 0 | 1657.47 | 0 | 124.48 | 24.48 | 0 | 1495.3399 | 4726.5755 | 100 | 6221.9154 | 6221.98 | -0.064551
5657 | 78.11 | 0 | 558.06 | 0 | 0 | 0 | 0 | 0 | 0 | 0 | 0 | 1657.47 | 0 | 78.11 | 0 | 0 | 1495.3399 | 3691.9281 | 78.11 | 5187.2681 | 5187.52 | -0.25193
5658 | 28.01 | 0 | 520.02 | 0 | 0 | 0 | 0 | 0 | 0 | 0 | 0 | 1657.47 | 0 | 28.01 | 0 | 0 | 1495.3399 | 1323.9138 | 28.01 | 2819.2537 | 2819.51 | -0.25627
5659 | 28.66 | 0 | 482.38 | 0 | 0 | 0 | 0 | 0 | 0 | 0 | 0 | 1657.47 | 26.82 | 1.84 | 0 | 0 | 1495.3399 | 86.969 | 1.84 | 1582.3089 | 1582.53 | -0.22109
5660 | 26.82 | 0 | 443.6 | 0 | 0 | 0 | 0 | 0 | 0 | 0 | 0 | 1657.47 | 26.82 | 0 | 0 | 0 | 1495.3399 | 0 | 0 | 1495.3399 | 1495.4 | -0.060079
5661 | 26.82 | 0 | 404.83 | 0 | 0 | 0 | 0 | 0 | 0 | 0 | 0 | 1657.47 | 26.82 | 0 | 0 | 0 | 1495.3399 | 0 | 0 | 1495.3399 | 1495.4 | -0.060079
5662 | 100 | 0 | 410.97 | 0 | 0 | 0 | 0 | 0 | 0 | 0 | 0 | 1657.47 | 100 | 0 | 0 | 0 | 1495.3399 | 0 | 0 | 1495.3399 | 1495.4 | -0.060079
5663 | 100 | 0 | 417.1 | 0 | 0 | 0 | 0 | 0 | 0 | 0 | 0 | 1657.47 | 100 | 0 | 0 | 0 | 1495.3399 | 0 | 0 | 1495.3399 | 1495.4 | -0.060079
5664 | 100 | 0 | 423.24 | 0 | 0 | 0 | 0 | 0 | 0 | 0 | 0 | 1657.47 | 100 | 0 | 0 | 0 | 1495.3399 | 0 | 0 | 1495.3399 | 1495.4 | -0.060079
5665 | 100 | 0 | 429.38 | 0 | 0 | 0 | 0 | 0 | 0 | 0 | 0 | 1657.47 | 100 | 0 | 0 | 0 | 1495.3399 | 0 | 0 | 1495.3399 | 1495.4 | -0.060079
5666 | 100 | 0 | 435.51 | 0 | 0 | 0 | 0 | 0 | 0 | 0 | 0 | 1657.47 | 100 | 0 | 0 | 0 | 1495.3399 | 0 | 0 | 1495.3399 | 1495.4 | -0.060079
5667 | 100 | 0 | 441.65 | 0 | 0 | 0 | 0 | 0 | 0 | 0 | 0 | 1657.47 | 100 | 0 | 0 | 0 | 1495.3399 | 0 | 0 | 1495.3399 | 1495.4 | -0.060079
5668 | 100 | 0 | 447.79 | 0 | 0 | 0 | 0 | 0 | 0 | 0 | 0 | 1657.47 | 100 | 0 | 0 | 0 | 1495.3399 | 0 | 0 | 1495.3399 | 1495.4 | -0.060079
5669 | 100 | 0 | 453.92 | 0 | 0 | 0 | 0 | 0 | 0 | 0 | 0 | 1657.47 | 100 | 0 | 0 | 0 | 1495.3399 | 0 | 0 | 1495.3399 | 1495.4 | -0.060079
5670 | 100 | 0 | 460.06 | 0 | 0 | 0 | 0 | 0 | 0 | 0 | 0 | 1657.47 | 100 | 0 | 0 | 0 | 1495.3399 | 0 | 0 | 1495.3399 | 1495.4 | -0.060079
5671 | 100 | 0 | 466.19 | 0 | 0 | 0 | 0 | 0 | 0 | 0 | 0 | 1657.47 | 84.36 | 15.64 | 0 | 0 | 1495.3399 | 739.2364 | 15.64 | 2234.5763 | 2234.42 | 0.15633
5672 | 100 | 0 | 472.33 | 0 | 0 | 0 | 0 | 0 | 0 | 0 | 0 | 1657.47 | 35.09 | 64.91 | 0 | 0 | 1495.3399 | 3068.0202 | 64.91 | 4563.3601 | 4563.33 | 0.030096
5673 | 100 | 0 | 478.47 | 0 | 0 | 0 | 0 | 0 | 0 | 0 | 0 | 1657.47 | 0 | 116.04 | 16.04 | 0 | 1495.3399 | 4726.5755 | 100 | 6221.9154 | 6221.98 | -0.064551
5674 | 100 | 0 | 484.6 | 0 | 0 | 0 | 0 | 0 | 0 | 0 | 0 | 1657.47 | 0 | 156.77 | 56.77 | 0 | 1495.3399 | 4726.5755 | 100 | 6221.9154 | 6221.98 | -0.064551
5675 | 100 | 0 | 490.74 | 0 | 0 | 0 | 0 | 0 | 0 | 0 | 0 | 1657.47 | 0 | 183.07 | 83.07 | 0 | 1495.3399 | 4726.5755 | 100 | 6221.9154 | 6221.98 | -0.064551
5676 | 100 | 0 | 496.88 | 0 | 0 | 0 | 0 | 0 | 0 | 0 | 0 | 1657.47 | 0 | 196.79 | 96.79 | 0 | 1495.3399 | 4726.5755 | 100 | 6221.9154 | 6221.98 | -0.064551
5677 | 100 | 0 | 503.01 | 0 | 0 | 0 | 0 | 0 | 0 | 0 | 0 | 1657.47 | 0 | 199.41 | 99.41 | 0 | 1495.3399 | 4726.5755 | 100 | 6221.9154 | 6221.98 | -0.064551
5678 | 100 | 0 | 509.15 | 0 | 0 | 0 | 0 | 0 | 0 | 0 | 0 | 1657.47 | 0 | 187.43 | 87.43 | 0 | 1495.3399 | 4726.5755 | 100 | 6221.9154 | 6221.98 | -0.064551
5679 | 100 | 0 | 515.28 | 0 | 0 | 0 | 0 | 0 | 0 | 0 | 0 | 1657.47 | 0 | 163.23 | 63.23 | 0 | 1495.3399 | 4726.5755 | 100 | 6221.9154 | 6221.98 | -0.064551
5680 | 100 | 0 | 521.42 | 0 | 0 | 0 | 0 | 0 | 0 | 0 | 0 | 1657.47 | 0 | 127.44 | 27.44 | 0 | 1495.3399 | 4726.5755 | 100 | 6221.9154 | 6221.98 | -0.064551
5681 | 79.64 | 0 | 515.06 | 0 | 0 | 0 | 0 | 0 | 0 | 0 | 0 | 1657.47 | 0 | 79.64 | 0 | 0 | 1495.3399 | 3764.2448 | 79.64 | 5259.5847 | 5259.84 | -0.25533
5682 | 27.98 | 0 | 477 | 0 | 0 | 0 | 0 | 0 | 0 | 0 | 0 | 1657.47 | 0 | 27.98 | 0 | 0 | 1495.3399 | 1322.4958 | 27.98 | 2817.8358 | 2817.9 | -0.064247
5683 | 28.32 | 0 | 439.15 | 0 | 0 | 0 | 0 | 0 | 0 | 0 | 0 | 1657.47 | 26.82 | 1.5 | 0 | 0 | 1495.3399 | 70.8986 | 1.5 | 1566.2386 | 1566.27 | -0.031446
5684 | 26.82 | 0 | 400.38 | 0 | 0 | 0 | 0 | 0 | 0 | 0 | 0 | 1657.47 | 26.82 | 0 | 0 | 0 | 1495.3399 | 0 | 0 | 1495.3399 | 1495.4 | -0.060079
5685 | 26.82 | 0 | 361.61 | 0 | 0 | 0 | 0 | 0 | 0 | 0 | 0 | 1657.47 | 26.82 | 0 | 0 | 0 | 1495.3399 | 0 | 0 | 1495.3399 | 1495.4 | -0.060079
5686 | 100 | 0 | 367.74 | 0 | 0 | 0 | 0 | 0 | 0 | 0 | 0 | 1657.47 | 100 | 0 | 0 | 0 | 1495.3399 | 0 | 0 | 1495.3399 | 1495.4 | -0.060079
5687 | 100 | 0 | 373.88 | 0 | 0 | 0 | 0 | 0 | 0 | 0 | 0 | 1657.47 | 100 | 0 | 0 | 0 | 1495.3399 | 0 | 0 | 1495.3399 | 1495.4 | -0.060079
5688 | 100 | 0 | 380.02 | 0 | 0 | 0 | 0 | 0 | 0 | 0 | 0 | 1657.47 | 100 | 0 | 0 | 0 | 1495.3399 | 0 | 0 | 1495.3399 | 1495.4 | -0.060079
5689 | 100 | 0 | 386.15 | 0 | 0 | 0 | 0 | 0 | 0 | 0 | 0 | 1657.47 | 100 | 0 | 0 | 0 | 1495.3399 | 0 | 0 | 1495.3399 | 1495.4 | -0.060079
5690 | 100 | 0 | 392.29 | 0 | 0 | 0 | 0 | 0 | 0 | 0 | 0 | 1657.47 | 100 | 0 | 0 | 0 | 1495.3399 | 0 | 0 | 1495.3399 | 1495.4 | -0.060079
5691 | 100 | 0 | 398.43 | 0 | 0 | 0 | 0 | 0 | 0 | 0 | 0 | 1657.47 | 100 | 0 | 0 | 0 | 1495.3399 | 0 | 0 | 1495.3399 | 1495.4 | -0.060079
5692 | 100 | 0 | 404.56 | 0 | 0 | 0 | 0 | 0 | 0 | 0 | 0 | 1657.47 | 100 | 0 | 0 | 0 | 1495.3399 | 0 | 0 | 1495.3399 | 1495.4 | -0.060079
5693 | 100 | 0 | 410.7 | 0 | 0 | 0 | 0 | 0 | 0 | 0 | 0 | 1657.47 | 100 | 0 | 0 | 0 | 1495.3399 | 0 | 0 | 1495.3399 | 1495.4 | -0.060079
5694 | 100 | 0 | 416.83 | 0 | 0 | 0 | 0 | 0 | 0 | 0 | 0 | 1657.47 | 100 | 0 | 0 | 0 | 1495.3399 | 0 | 0 | 1495.3399 | 1495.4 | -0.060079
5695 | 100 | 0 | 422.97 | 0 | 0 | 0 | 0 | 0 | 0 | 0 | 0 | 1657.47 | 84.49 | 15.51 | 0 | 0 | 1495.3399 | 733.0919 | 15.51 | 2228.4318 | 2228.59 | -0.15821
5696 | 100 | 0 | 429.11 | 0 | 0 | 0 | 0 | 0 | 0 | 0 | 0 | 1657.47 | 34.87 | 65.13 | 0 | 0 | 1495.3399 | 3078.4186 | 65.13 | 4573.7586 | 4574.01 | -0.25144
5697 | 100 | 0 | 435.24 | 0 | 0 | 0 | 0 | 0 | 0 | 0 | 0 | 1657.47 | 0 | 117.4 | 17.4 | 0 | 1495.3399 | 4726.5755 | 100 | 6221.9154 | 6221.98 | -0.064551
5698 | 100 | 0 | 441.38 | 0 | 0 | 0 | 0 | 0 | 0 | 0 | 0 | 1657.47 | 0 | 158.64 | 58.64 | 0 | 1495.3399 | 4726.5755 | 100 | 6221.9154 | 6221.98 | -0.064551
5699 | 100 | 0 | 447.51 | 0 | 0 | 0 | 0 | 0 | 0 | 0 | 0 | 1657.47 | 0 | 184.58 | 84.58 | 0 | 1495.3399 | 4726.5755 | 100 | 6221.9154 | 6221.98 | -0.064551
5700 | 100 | 0 | 453.65 | 0 | 0 | 0 | 0 | 0 | 0 | 0 | 0 | 1657.47 | 0 | 197.28 | 97.28 | 0 | 1495.3399 | 4726.5755 | 100 | 6221.9154 | 6221.98 | -0.064551
5701 | 100 | 0 | 459.79 | 0 | 0 | 0 | 0 | 0 | 0 | 0 | 0 | 1657.47 | 0 | 197.03 | 97.03 | 0 | 1495.3399 | 4726.5755 | 100 | 6221.9154 | 6221.98 | -0.064551
5702 | 100 | 0 | 465.92 | 0 | 0 | 0 | 0 | 0 | 0 | 0 | 0 | 1657.47 | 0 | 186.19 | 86.19 | 0 | 1495.3399 | 4726.5755 | 100 | 6221.9154 | 6221.98 | -0.064551
5703 | 100 | 0 | 472.06 | 0 | 0 | 0 | 0 | 0 | 0 | 0 | 0 | 1657.47 | 0 | 162.74 | 62.74 | 0 | 1495.3399 | 4726.5755 | 100 | 6221.9154 | 6221.98 | -0.064551
5704 | 100 | 0 | 478.2 | 0 | 0 | 0 | 0 | 0 | 0 | 0 | 0 | 1657.47 | 0 | 125.4 | 25.4 | 0 | 1495.3399 | 4726.5755 | 100 | 6221.9154 | 6221.98 | -0.064551
5705 | 100 | 0 | 484.33 | 0 | 0 | 0 | 0 | 0 | 0 | 0 | 0 | 1657.47 | 22.05 | 77.95 | 0 | 0 | 1495.3399 | 3684.3656 | 77.95 | 5179.7055 | 5179.67 | 0.035545
5706 | 100 | 0 | 490.47 | 0 | 0 | 0 | 0 | 0 | 0 | 0 | 0 | 1657.47 | 72.42 | 27.58 | 0 | 0 | 1495.3399 | 1303.5895 | 27.58 | 2798.9295 | 2798.8 | 0.12945
5707 | 100 | 0 | 496.6 | 0 | 0 | 0 | 0 | 0 | 0 | 0 | 0 | 1657.47 | 98.48 | 1.52 | 0 | 0 | 1495.3399 | 71.8439 | 1.52 | 1567.1839 | 1567.42 | -0.23613
5708 | 100 | 0 | 502.74 | 0 | 0 | 0 | 0 | 0 | 0 | 0 | 0 | 1657.47 | 100 | 0 | 0 | 0 | 1495.3399 | 0 | 0 | 1495.3399 | 1495.4 | -0.060079
5709 | 100 | 0 | 508.88 | 0 | 0 | 0 | 0 | 0 | 0 | 0 | 0 | 1657.47 | 100 | 0 | 0 | 0 | 1495.3399 | 0 | 0 | 1495.3399 | 1495.4 | -0.060079
5710 | 100 | 0 | 515.01 | 0 | 0 | 0 | 0 | 0 | 0 | 0 | 0 | 1657.47 | 100 | 0 | 0 | 0 | 1495.3399 | 0 | 0 | 1495.3399 | 1495.4 | -0.060079
5711 | 100 | 0 | 521.15 | 0 | 0 | 0 | 0 | 0 | 0 | 0 | 0 | 1657.47 | 100 | 0 | 0 | 0 | 1495.3399 | 0 | 0 | 1495.3399 | 1495.4 | -0.060079
5712 | 100 | 0 | 527.29 | 0 | 0 | 0 | 0 | 0 | 0 | 0 | 0 | 1657.47 | 100 | 0 | 0 | 0 | 1495.3399 | 0 | 0 | 1495.3399 | 1495.4 | -0.060079
5713 | 100 | 0 | 533.42 | 0 | 0 | 0 | 0 | 0 | 0 | 0 | 0 | 1657.47 | 100 | 0 | 0 | 0 | 1495.3399 | 0 | 0 | 1495.3399 | 1495.4 | -0.060079
5714 | 100 | 0 | 539.56 | 0 | 0 | 0 | 0 | 0 | 0 | 0 | 0 | 1657.47 | 100 | 0 | 0 | 0 | 1495.3399 | 0 | 0 | 1495.3399 | 1495.4 | -0.060079
5715 | 100 | 0 | 545.69 | 0 | 0 | 0 | 0 | 0 | 0 | 0 | 0 | 1657.47 | 100 | 0 | 0 | 0 | 1495.3399 | 0 | 0 | 1495.3399 | 1495.4 | -0.060079
5716 | 100 | 0 | 551.83 | 0 | 0 | 0 | 0 | 0 | 0 | 0 | 0 | 1657.47 | 100 | 0 | 0 | 0 | 1495.3399 | 0 | 0 | 1495.3399 | 1495.4 | -0.060079
5717 | 100 | 0 | 557.97 | 0 | 0 | 0 | 0 | 0 | 0 | 0 | 0 | 1657.47 | 100 | 0 | 0 | 0 | 1495.3399 | 0 | 0 | 1495.3399 | 1495.4 | -0.060079
5718 | 100 | 0 | 564.1 | 0 | 0 | 0 | 0 | 0 | 0 | 0 | 0 | 1657.47 | 100 | 0 | 0 | 0 | 1495.3399 | 0 | 0 | 1495.3399 | 1495.4 | -0.060079
5719 | 100 | 0 | 570.24 | 0 | 0 | 0 | 0 | 0 | 0 | 0 | 0 | 1657.47 | 84.31 | 15.69 | 0 | 0 | 1495.3399 | 741.5997 | 15.69 | 2236.9396 | 2237.09 | -0.15038
5720 | 100 | 0 | 576.38 | 0 | 0 | 0 | 0 | 0 | 0 | 0 | 0 | 1657.47 | 36.55 | 63.45 | 0 | 0 | 1495.3399 | 2999.0122 | 63.45 | 4494.3521 | 4494.23 | 0.12209
5721 | 100 | 0 | 582.51 | 0 | 0 | 0 | 0 | 0 | 0 | 0 | 0 | 1657.47 | 0 | 113.49 | 13.49 | 0 | 1495.3399 | 4726.5755 | 100 | 6221.9154 | 6221.98 | -0.064551
5722 | 100 | 0 | 588.65 | 0 | 0 | 0 | 0 | 0 | 0 | 0 | 0 | 1657.47 | 0 | 150.14 | 50.14 | 0 | 1495.3399 | 4726.5755 | 100 | 6221.9154 | 6221.98 | -0.064551
5723 | 100 | 0 | 594.78 | 0 | 0 | 0 | 0 | 0 | 0 | 0 | 0 | 1657.47 | 0 | 174.74 | 74.74 | 0 | 1495.3399 | 4726.5755 | 100 | 6221.9154 | 6221.98 | -0.064551
5724 | 100 | 0 | 600.92 | 0 | 0 | 0 | 0 | 0 | 0 | 0 | 0 | 1657.47 | 0 | 187.71 | 87.71 | 0 | 1495.3399 | 4726.5755 | 100 | 6221.9154 | 6221.98 | -0.064551
5725 | 100 | 0 | 607.06 | 0 | 0 | 0 | 0 | 0 | 0 | 0 | 0 | 1657.47 | 0 | 189.83 | 89.83 | 0 | 1495.3399 | 4726.5755 | 100 | 6221.9154 | 6221.98 | -0.064551
5726 | 100 | 0 | 613.19 | 0 | 0 | 0 | 0 | 0 | 0 | 0 | 0 | 1657.47 | 0 | 179.51 | 79.51 | 0 | 1495.3399 | 4726.5755 | 100 | 6221.9154 | 6221.98 | -0.064551
5727 | 100 | 0 | 619.33 | 0 | 0 | 0 | 0 | 0 | 0 | 0 | 0 | 1657.47 | 0 | 155.89 | 55.89 | 0 | 1495.3399 | 4726.5755 | 100 | 6221.9154 | 6221.98 | -0.064551
5728 | 100 | 0 | 625.47 | 0 | 0 | 0 | 0 | 0 | 0 | 0 | 0 | 1657.47 | 0 | 121.12 | 21.12 | 0 | 1495.3399 | 4726.5755 | 100 | 6221.9154 | 6221.98 | -0.064551
5729 | 100 | 0 | 631.6 | 0 | 0 | 0 | 0 | 0 | 0 | 0 | 0 | 1657.47 | 24.51 | 75.49 | 0 | 0 | 1495.3399 | 3568.0919 | 75.49 | 5063.4318 | 5063.4 | 0.031787
5730 | 100 | 0 | 637.74 | 0 | 0 | 0 | 0 | 0 | 0 | 0 | 0 | 1657.47 | 73.64 | 26.36 | 0 | 0 | 1495.3399 | 1245.9253 | 26.36 | 2741.2652 | 2741.42 | -0.15477
5731 | 100 | 0 | 643.87 | 0 | 0 | 0 | 0 | 0 | 0 | 0 | 0 | 1657.47 | 98.89 | 1.11 | 0 | 0 | 1495.3399 | 52.465 | 1.11 | 1547.8049 | 1548.03 | -0.22509
5732 | 100 | 0 | 650.01 | 0 | 0 | 0 | 0 | 0 | 0 | 0 | 0 | 1657.47 | 100 | 0 | 0 | 0 | 1495.3399 | 0 | 0 | 1495.3399 | 1495.4 | -0.060079
5733 | 100 | 0 | 656.15 | 0 | 0 | 0 | 0 | 0 | 0 | 0 | 0 | 1657.47 | 100 | 0 | 0 | 0 | 1495.3399 | 0 | 0 | 1495.3399 | 1495.4 | -0.060079
5734 | 100 | 0 | 662.28 | 0 | 0 | 0 | 0 | 0 | 0 | 0 | 0 | 1657.47 | 100 | 0 | 0 | 0 | 1495.3399 | 0 | 0 | 1495.3399 | 1495.4 | -0.060079
5735 | 100 | 0 | 668.42 | 0 | 0 | 0 | 0 | 0 | 0 | 0 | 0 | 1657.47 | 100 | 0 | 0 | 0 | 1495.3399 | 0 | 0 | 1495.3399 | 1495.4 | -0.060079
5736 | 100 | 0 | 674.56 | 0 | 0 | 0 | 0 | 0 | 0 | 0 | 0 | 1657.47 | 100 | 0 | 0 | 0 | 1495.3399 | 0 | 0 | 1495.3399 | 1495.4 | -0.060079
5737 | 100 | 0 | 680.69 | 0 | 0 | 0 | 0 | 0 | 0 | 0 | 0 | 1657.47 | 100 | 0 | 0 | 0 | 1495.3399 | 0 | 0 | 1495.3399 | 1495.4 | -0.060079
5738 | 100 | 0 | 686.83 | 0 | 0 | 0 | 0 | 0 | 0 | 0 | 0 | 1657.47 | 100 | 0 | 0 | 0 | 1495.3399 | 0 | 0 | 1495.3399 | 1495.4 | -0.060079
5739 | 100 | 0 | 692.96 | 0 | 0 | 0 | 0 | 0 | 0 | 0 | 0 | 1657.47 | 100 | 0 | 0 | 0 | 1495.3399 | 0 | 0 | 1495.3399 | 1495.4 | -0.060079
5740 | 100 | 0 | 699.1 | 0 | 0 | 0 | 0 | 0 | 0 | 0 | 0 | 1657.47 | 100 | 0 | 0 | 0 | 1495.3399 | 0 | 0 | 1495.3399 | 1495.4 | -0.060079
5741 | 100 | 0 | 705.24 | 0 | 0 | 0 | 0 | 0 | 0 | 0 | 0 | 1657.47 | 100 | 0 | 0 | 0 | 1495.3399 | 0 | 0 | 1495.3399 | 1495.4 | -0.060079
5742 | 100 | 0 | 711.37 | 0 | 0 | 0 | 0 | 0 | 0 | 0 | 0 | 1657.47 | 100 | 0 | 0 | 0 | 1495.3399 | 0 | 0 | 1495.3399 | 1495.4 | -0.060079
5743 | 100 | 0 | 717.51 | 0 | 0 | 0 | 0 | 0 | 0 | 0 | 0 | 1657.47 | 84.37 | 15.63 | 0 | 0 | 1495.3399 | 738.7638 | 15.63 | 2234.1037 | 2234.38 | -0.27632
5744 | 100 | 0 | 723.65 | 0 | 0 | 0 | 0 | 0 | 0 | 0 | 0 | 1657.47 | 35.92 | 64.08 | 0 | 0 | 1495.3399 | 3028.7896 | 64.08 | 4524.1295 | 4524.29 | -0.16048
5745 | 100 | 0 | 729.78 | 0 | 0 | 0 | 0 | 0 | 0 | 0 | 0 | 1657.47 | 0 | 112.88 | 12.88 | 0 | 1495.3399 | 4726.5755 | 100 | 6221.9154 | 6221.98 | -0.064551
5746 | 100 | 0 | 735.92 | 0 | 0 | 0 | 0 | 0 | 0 | 0 | 0 | 1657.47 | 0 | 150.55 | 50.55 | 0 | 1495.3399 | 4726.5755 | 100 | 6221.9154 | 6221.98 | -0.064551
5747 | 100 | 0 | 742.05 | 0 | 0 | 0 | 0 | 0 | 0 | 0 | 0 | 1657.47 | 0 | 177.02 | 77.02 | 0 | 1495.3399 | 4726.5755 | 100 | 6221.9154 | 6221.98 | -0.064551
5748 | 100 | 0 | 748.19 | 0 | 0 | 0 | 0 | 0 | 0 | 0 | 0 | 1657.47 | 0 | 189.56 | 89.56 | 0 | 1495.3399 | 4726.5755 | 100 | 6221.9154 | 6221.98 | -0.064551
5749 | 100 | 0 | 754.33 | 0 | 0 | 0 | 0 | 0 | 0 | 0 | 0 | 1657.47 | 0 | 190.91 | 90.91 | 0 | 1495.3399 | 4726.5755 | 100 | 6221.9154 | 6221.98 | -0.064551
5750 | 100 | 0 | 760.46 | 0 | 0 | 0 | 0 | 0 | 0 | 0 | 0 | 1657.47 | 0 | 181.28 | 81.28 | 0 | 1495.3399 | 4726.5755 | 100 | 6221.9154 | 6221.98 | -0.064551
5751 | 100 | 0 | 766.6 | 0 | 0 | 0 | 0 | 0 | 0 | 0 | 0 | 1657.47 | 0 | 159.79 | 59.79 | 0 | 1495.3399 | 4726.5755 | 100 | 6221.9154 | 6221.98 | -0.064551
5752 | 100 | 0 | 772.74 | 0 | 0 | 0 | 0 | 0 | 0 | 0 | 0 | 1657.47 | 0 | 125.13 | 25.13 | 0 | 1495.3399 | 4726.5755 | 100 | 6221.9154 | 6221.98 | -0.064551
5753 | 78.46 | 0 | 765.66 | 0 | 0 | 0 | 0 | 0 | 0 | 0 | 0 | 1657.47 | 0 | 78.46 | 0 | 0 | 1495.3399 | 3708.4712 | 78.46 | 5203.8111 | 5204.06 | -0.24892
5754 | 26.53 | 0 | 726.71 | 0 | 0 | 0 | 0 | 0 | 0 | 0 | 0 | 1657.47 | 0 | 26.53 | 0 | 0 | 1495.3399 | 1253.9605 | 26.53 | 2749.3004 | 2749.36 | -0.059592
5755 | 27.91 | 0 | 688.6 | 0 | 0 | 0 | 0 | 0 | 0 | 0 | 0 | 1657.47 | 26.82 | 1.09 | 0 | 0 | 1495.3399 | 51.5197 | 1.09 | 1546.8596 | 1546.97 | -0.11041
5756 | 26.82 | 0 | 649.83 | 0 | 0 | 0 | 0 | 0 | 0 | 0 | 0 | 1657.47 | 26.82 | 0 | 0 | 0 | 1495.3399 | 0 | 0 | 1495.3399 | 1495.4 | -0.060079
5757 | 26.82 | 0 | 611.06 | 0 | 0 | 0 | 0 | 0 | 0 | 0 | 0 | 1657.47 | 26.82 | 0 | 0 | 0 | 1495.3399 | 0 | 0 | 1495.3399 | 1495.4 | -0.060079
5758 | 100 | 0 | 617.2 | 0 | 0 | 0 | 0 | 0 | 0 | 0 | 0 | 1657.47 | 100 | 0 | 0 | 0 | 1495.3399 | 0 | 0 | 1495.3399 | 1495.4 | -0.060079
5759 | 100 | 0 | 623.33 | 0 | 0 | 0 | 0 | 0 | 0 | 0 | 0 | 1657.47 | 100 | 0 | 0 | 0 | 1495.3399 | 0 | 0 | 1495.3399 | 1495.4 | -0.060079
5760 | 100 | 0 | 629.47 | 0 | 0 | 0 | 0 | 0 | 0 | 0 | 0 | 1657.47 | 100 | 0 | 0 | 0 | 1495.3399 | 0 | 0 | 1495.3399 | 1495.4 | -0.060079
5761 | 100 | 0 | 635.6 | 0 | 0 | 0 | 0 | 0 | 0 | 0 | 0 | 1657.47 | 100 | 0 | 0 | 0 | 1495.3399 | 0 | 0 | 1495.3399 | 1495.4 | -0.060079
5762 | 100 | 0 | 641.74 | 0 | 0 | 0 | 0 | 0 | 0 | 0 | 0 | 1657.47 | 100 | 0 | 0 | 0 | 1495.3399 | 0 | 0 | 1495.3399 | 1495.4 | -0.060079
5763 | 100 | 0 | 647.88 | 0 | 0 | 0 | 0 | 0 | 0 | 0 | 0 | 1657.47 | 100 | 0 | 0 | 0 | 1495.3399 | 0 | 0 | 1495.3399 | 1495.4 | -0.060079
5764 | 100 | 0 | 654.01 | 0 | 0 | 0 | 0 | 0 | 0 | 0 | 0 | 1657.47 | 100 | 0 | 0 | 0 | 1495.3399 | 0 | 0 | 1495.3399 | 1495.4 | -0.060079
5765 | 100 | 0 | 660.15 | 0 | 0 | 0 | 0 | 0 | 0 | 0 | 0 | 1657.47 | 100 | 0 | 0 | 0 | 1495.3399 | 0 | 0 | 1495.3399 | 1495.4 | -0.060079
5766 | 100 | 0 | 666.29 | 0 | 0 | 0 | 0 | 0 | 0 | 0 | 0 | 1657.47 | 100 | 0 | 0 | 0 | 1495.3399 | 0 | 0 | 1495.3399 | 1495.4 | -0.060079
5767 | 100 | 0 | 672.42 | 0 | 0 | 0 | 0 | 0 | 0 | 0 | 0 | 1657.47 | 84.8 | 15.2 | 0 | 0 | 1495.3399 | 718.4395 | 15.2 | 2213.7794 | 2213.66 | 0.1194
5768 | 100 | 0 | 678.56 | 0 | 0 | 0 | 0 | 0 | 0 | 0 | 0 | 1657.47 | 39.39 | 60.61 | 0 | 0 | 1495.3399 | 2864.7774 | 60.61 | 4360.1173 | 4360.18 | -0.062652
5769 | 100 | 0 | 684.69 | 0 | 0 | 0 | 0 | 0 | 0 | 0 | 0 | 1657.47 | 0 | 117.24 | 17.24 | 0 | 1495.3399 | 4726.5755 | 100 | 6221.9154 | 6221.98 | -0.064551
5770 | 100 | 0 | 690.83 | 0 | 0 | 0 | 0 | 0 | 0 | 0 | 0 | 1657.47 | 0 | 155.8 | 55.8 | 0 | 1495.3399 | 4726.5755 | 100 | 6221.9154 | 6221.98 | -0.064551
5771 | 100 | 0 | 696.97 | 0 | 0 | 0 | 0 | 0 | 0 | 0 | 0 | 1657.47 | 0 | 181.17 | 81.17 | 0 | 1495.3399 | 4726.5755 | 100 | 6221.9154 | 6221.98 | -0.064551
5772 | 100 | 0 | 703.1 | 0 | 0 | 0 | 0 | 0 | 0 | 0 | 0 | 1657.47 | 0 | 172.98 | 72.98 | 0 | 1495.3399 | 4726.5755 | 100 | 6221.9154 | 6221.98 | -0.064551
5773 | 100 | 0 | 709.24 | 0 | 0 | 0 | 0 | 0 | 0 | 0 | 0 | 1657.47 | 0 | 169.47 | 69.47 | 0 | 1495.3399 | 4726.5755 | 100 | 6221.9154 | 6221.98 | -0.064551
5774 | 100 | 0 | 715.38 | 0 | 0 | 0 | 0 | 0 | 0 | 0 | 0 | 1657.47 | 0 | 156.95 | 56.95 | 0 | 1495.3399 | 4726.5755 | 100 | 6221.9154 | 6221.98 | -0.064551
5775 | 100 | 0 | 721.51 | 0 | 0 | 0 | 0 | 0 | 0 | 0 | 0 | 1657.47 | 0 | 130.76 | 30.76 | 0 | 1495.3399 | 4726.5755 | 100 | 6221.9154 | 6221.98 | -0.064551
5776 | 100 | 0 | 727.65 | 0 | 0 | 0 | 0 | 0 | 0 | 0 | 0 | 1657.47 | 0 | 105.22 | 5.22 | 0 | 1495.3399 | 4726.5755 | 100 | 6221.9154 | 6221.98 | -0.064551
5777 | 52.51 | 0 | 704.64 | 0 | 0 | 0 | 0 | 0 | 0 | 0 | 0 | 1657.47 | 0 | 52.51 | 0 | 0 | 1495.3399 | 2481.9248 | 52.51 | 3977.2647 | 3977.14 | 0.12473
5778 | 20.77 | 0 | 662.15 | 0 | 0 | 0 | 0 | 0 | 0 | 0 | 0 | 1657.47 | 0 | 20.77 | 0 | 0 | 1495.3399 | 981.7097 | 20.77 | 2477.0497 | 2476.92 | 0.12966
5779 | 27.48 | 0 | 623.79 | 0 | 0 | 0 | 0 | 0 | 0 | 0 | 0 | 1657.47 | 26.82 | 0.66 | 0 | 0 | 1495.3399 | 31.1954 | 0.66 | 1526.5353 | 1526.82 | -0.28468
5780 | 26.82 | 0 | 585.01 | 0 | 0 | 0 | 0 | 0 | 0 | 0 | 0 | 1657.47 | 26.82 | 0 | 0 | 0 | 1495.3399 | 0 | 0 | 1495.3399 | 1495.4 | -0.060079
5781 | 26.82 | 0 | 546.24 | 0 | 0 | 0 | 0 | 0 | 0 | 0 | 0 | 1657.47 | 26.82 | 0 | 0 | 0 | 1495.3399 | 0 | 0 | 1495.3399 | 1495.4 | -0.060079
5782 | 100 | 0 | 552.38 | 0 | 0 | 0 | 0 | 0 | 0 | 0 | 0 | 1657.47 | 100 | 0 | 0 | 0 | 1495.3399 | 0 | 0 | 1495.3399 | 1495.4 | -0.060079
5783 | 100 | 0 | 558.51 | 0 | 0 | 0 | 0 | 0 | 0 | 0 | 0 | 1657.47 | 100 | 0 | 0 | 0 | 1495.3399 | 0 | 0 | 1495.3399 | 1495.4 | -0.060079
5784 | 100 | 0 | 564.65 | 0 | 0 | 0 | 0 | 0 | 0 | 0 | 0 | 1657.47 | 100 | 0 | 0 | 0 | 1495.3399 | 0 | 0 | 1495.3399 | 1495.4 | -0.060079
5785 | 100 | 0 | 570.79 | 0 | 0 | 0 | 0 | 0 | 0 | 0 | 0 | 1657.47 | 100 | 0 | 0 | 0 | 1495.3399 | 0 | 0 | 1495.3399 | 1495.4 | -0.060079
5786 | 100 | 0 | 576.92 | 0 | 0 | 0 | 0 | 0 | 0 | 0 | 0 | 1657.47 | 100 | 0 | 0 | 0 | 1495.3399 | 0 | 0 | 1495.3399 | 1495.4 | -0.060079
5787 | 100 | 0 | 583.06 | 0 | 0 | 0 | 0 | 0 | 0 | 0 | 0 | 1657.47 | 100 | 0 | 0 | 0 | 1495.3399 | 0 | 0 | 1495.3399 | 1495.4 | -0.060079
5788 | 100 | 0 | 589.2 | 0 | 0 | 0 | 0 | 0 | 0 | 0 | 0 | 1657.47 | 100 | 0 | 0 | 0 | 1495.3399 | 0 | 0 | 1495.3399 | 1495.4 | -0.060079
5789 | 100 | 0 | 595.33 | 0 | 0 | 0 | 0 | 0 | 0 | 0 | 0 | 1657.47 | 100 | 0 | 0 | 0 | 1495.3399 | 0 | 0 | 1495.3399 | 1495.4 | -0.060079
5790 | 100 | 0 | 601.47 | 0 | 0 | 0 | 0 | 0 | 0 | 0 | 0 | 1657.47 | 100 | 0 | 0 | 0 | 1495.3399 | 0 | 0 | 1495.3399 | 1495.4 | -0.060079
5791 | 100 | 0 | 607.6 | 0 | 0 | 0 | 0 | 0 | 0 | 0 | 0 | 1657.47 | 87.32 | 12.68 | 0 | 0 | 1495.3399 | 599.3298 | 12.68 | 2094.6697 | 2094.75 | -0.080302
5792 | 100 | 0 | 613.74 | 0 | 0 | 0 | 0 | 0 | 0 | 0 | 0 | 1657.47 | 58.78 | 41.22 | 0 | 0 | 1495.3399 | 1948.2944 | 41.22 | 3443.6344 | 3443.79 | -0.15565
5793 | 100 | 0 | 619.88 | 0 | 0 | 0 | 0 | 0 | 0 | 0 | 0 | 1657.47 | 0 | 116.72 | 16.72 | 0 | 1495.3399 | 4726.5755 | 100 | 6221.9154 | 6221.98 | -0.064551
5794 | 100 | 0 | 626.01 | 0 | 0 | 0 | 0 | 0 | 0 | 0 | 0 | 1657.47 | 0 | 155.75 | 55.75 | 0 | 1495.3399 | 4726.5755 | 100 | 6221.9154 | 6221.98 | -0.064551
5795 | 100 | 0 | 632.15 | 0 | 0 | 0 | 0 | 0 | 0 | 0 | 0 | 1657.47 | 0 | 180.52 | 80.52 | 0 | 1495.3399 | 4726.5755 | 100 | 6221.9154 | 6221.98 | -0.064551
5796 | 100 | 0 | 638.29 | 0 | 0 | 0 | 0 | 0 | 0 | 0 | 0 | 1657.47 | 0 | 192.66 | 92.66 | 0 | 1495.3399 | 4726.5755 | 100 | 6221.9154 | 6221.98 | -0.064551
5797 | 100 | 0 | 644.42 | 0 | 0 | 0 | 0 | 0 | 0 | 0 | 0 | 1657.47 | 0 | 192.79 | 92.79 | 0 | 1495.3399 | 4726.5755 | 100 | 6221.9154 | 6221.98 | -0.064551
5798 | 100 | 0 | 650.56 | 0 | 0 | 0 | 0 | 0 | 0 | 0 | 0 | 1657.47 | 0 | 180.99 | 80.99 | 0 | 1495.3399 | 4726.5755 | 100 | 6221.9154 | 6221.98 | -0.064551
5799 | 100 | 0 | 656.69 | 0 | 0 | 0 | 0 | 0 | 0 | 0 | 0 | 1657.47 | 0 | 158.37 | 58.37 | 0 | 1495.3399 | 4726.5755 | 100 | 6221.9154 | 6221.98 | -0.064551
5800 | 100 | 0 | 662.83 | 0 | 0 | 0 | 0 | 0 | 0 | 0 | 0 | 1657.47 | 0 | 122.72 | 22.72 | 0 | 1495.3399 | 4726.5755 | 100 | 6221.9154 | 6221.98 | -0.064551
5801 | 75.97 | 0 | 654.22 | 0 | 0 | 0 | 0 | 0 | 0 | 0 | 0 | 1657.47 | 0 | 75.97 | 0 | 0 | 1495.3399 | 3590.7794 | 75.97 | 5086.1193 | 5085.99 | 0.12935
5802 | 24.79 | 0 | 614.2 | 0 | 0 | 0 | 0 | 0 | 0 | 0 | 0 | 1657.47 | 0 | 24.79 | 0 | 0 | 1495.3399 | 1171.7181 | 24.79 | 2667.058 | 2666.93 | 0.12799
5803 | 28.07 | 0 | 576.19 | 0 | 0 | 0 | 0 | 0 | 0 | 0 | 0 | 1657.47 | 26.82 | 1.25 | 0 | 0 | 1495.3399 | 59.0822 | 1.25 | 1554.4221 | 1554.65 | -0.22789
5804 | 26.82 | 0 | 537.42 | 0 | 0 | 0 | 0 | 0 | 0 | 0 | 0 | 1657.47 | 26.82 | 0 | 0 | 0 | 1495.3399 | 0 | 0 | 1495.3399 | 1495.4 | -0.060079
5805 | 26.82 | 0 | 498.65 | 0 | 0 | 0 | 0 | 0 | 0 | 0 | 0 | 1657.47 | 26.82 | 0 | 0 | 0 | 1495.3399 | 0 | 0 | 1495.3399 | 1495.4 | -0.060079
5806 | 100 | 0 | 504.79 | 0 | 0 | 0 | 0 | 0 | 0 | 0 | 0 | 1657.47 | 100 | 0 | 0 | 0 | 1495.3399 | 0 | 0 | 1495.3399 | 1495.4 | -0.060079
5807 | 100 | 0 | 510.92 | 0 | 0 | 0 | 0 | 0 | 0 | 0 | 0 | 1657.47 | 100 | 0 | 0 | 0 | 1495.3399 | 0 | 0 | 1495.3399 | 1495.4 | -0.060079
5808 | 100 | 0 | 517.06 | 0 | 0 | 0 | 0 | 0 | 0 | 0 | 0 | 1657.47 | 100 | 0 | 0 | 0 | 1495.3399 | 0 | 0 | 1495.3399 | 1495.4 | -0.060079
5809 | 100 | 0 | 523.2 | 0 | 0 | 0 | 0 | 0 | 0 | 0 | 0 | 1657.47 | 100 | 0 | 0 | 0 | 1495.3399 | 0 | 0 | 1495.3399 | 1495.4 | -0.060079
5810 | 100 | 0 | 529.33 | 0 | 0 | 0 | 0 | 0 | 0 | 0 | 0 | 1657.47 | 100 | 0 | 0 | 0 | 1495.3399 | 0 | 0 | 1495.3399 | 1495.4 | -0.060079
5811 | 100 | 0 | 535.47 | 0 | 0 | 0 | 0 | 0 | 0 | 0 | 0 | 1657.47 | 100 | 0 | 0 | 0 | 1495.3399 | 0 | 0 | 1495.3399 | 1495.4 | -0.060079
5812 | 100 | 0 | 541.6 | 0 | 0 | 0 | 0 | 0 | 0 | 0 | 0 | 1657.47 | 100 | 0 | 0 | 0 | 1495.3399 | 0 | 0 | 1495.3399 | 1495.4 | -0.060079
5813 | 100 | 0 | 547.74 | 0 | 0 | 0 | 0 | 0 | 0 | 0 | 0 | 1657.47 | 100 | 0 | 0 | 0 | 1495.3399 | 0 | 0 | 1495.3399 | 1495.4 | -0.060079
5814 | 100 | 0 | 553.88 | 0 | 0 | 0 | 0 | 0 | 0 | 0 | 0 | 1657.47 | 100 | 0 | 0 | 0 | 1495.3399 | 0 | 0 | 1495.3399 | 1495.4 | -0.060079
5815 | 100 | 0 | 560.01 | 0 | 0 | 0 | 0 | 0 | 0 | 0 | 0 | 1657.47 | 85.2 | 14.8 | 0 | 0 | 1495.3399 | 699.5332 | 14.8 | 2194.8731 | 2195.05 | -0.1769
5816 | 100 | 0 | 566.15 | 0 | 0 | 0 | 0 | 0 | 0 | 0 | 0 | 1657.47 | 33.29 | 66.71 | 0 | 0 | 1495.3399 | 3153.0985 | 66.71 | 4648.4385 | 4648.69 | -0.25154
5817 | 100 | 0 | 572.29 | 0 | 0 | 0 | 0 | 0 | 0 | 0 | 0 | 1657.47 | 0 | 119.56 | 19.56 | 0 | 1495.3399 | 4726.5755 | 100 | 6221.9154 | 6221.98 | -0.064551
5818 | 100 | 0 | 578.42 | 0 | 0 | 0 | 0 | 0 | 0 | 0 | 0 | 1657.47 | 0 | 160.1 | 60.1 | 0 | 1495.3399 | 4726.5755 | 100 | 6221.9154 | 6221.98 | -0.064551
5819 | 100 | 0 | 584.56 | 0 | 0 | 0 | 0 | 0 | 0 | 0 | 0 | 1657.47 | 0 | 186.3 | 86.3 | 0 | 1495.3399 | 4726.5755 | 100 | 6221.9154 | 6221.98 | -0.064551
5820 | 100 | 0 | 590.69 | 0 | 0 | 0 | 0 | 0 | 0 | 0 | 0 | 1657.47 | 0 | 199.89 | 99.89 | 0 | 1495.3399 | 4726.5755 | 100 | 6221.9154 | 6221.98 | -0.064551
5821 | 100 | 0 | 596.83 | 0 | 0 | 0 | 0 | 0 | 0 | 0 | 0 | 1657.47 | 0 | 200 | 100 | 0 | 1495.3399 | 4726.5755 | 100 | 6221.9154 | 6221.98 | -0.064551
5822 | 100 | 0 | 602.97 | 0 | 0 | 0 | 0 | 0 | 0 | 0 | 0 | 1657.47 | 0 | 187.35 | 87.35 | 0 | 1495.3399 | 4726.5755 | 100 | 6221.9154 | 6221.98 | -0.064551
5823 | 100 | 0 | 609.1 | 0 | 0 | 0 | 0 | 0 | 0 | 0 | 0 | 1657.47 | 0 | 163.18 | 63.18 | 0 | 1495.3399 | 4726.5755 | 100 | 6221.9154 | 6221.98 | -0.064551
5824 | 100 | 0 | 615.24 | 0 | 0 | 0 | 0 | 0 | 0 | 0 | 0 | 1657.47 | 0 | 125.59 | 25.59 | 0 | 1495.3399 | 4726.5755 | 100 | 6221.9154 | 6221.98 | -0.064551
5825 | 76.52 | 0 | 606.96 | 0 | 0 | 0 | 0 | 0 | 0 | 0 | 0 | 1657.47 | 0 | 76.52 | 0 | 0 | 1495.3399 | 3616.7756 | 76.52 | 5112.1155 | 5111.99 | 0.12551
5826 | 24.45 | 0 | 566.74 | 0 | 0 | 0 | 0 | 0 | 0 | 0 | 0 | 1657.47 | 0 | 24.45 | 0 | 0 | 1495.3399 | 1155.6477 | 24.45 | 2650.9876 | 2651.05 | -0.062363
5827 | 26.82 | 0 | 527.96 | 0 | 0 | 0 | 0 | 0 | 0 | 0 | 0 | 1657.47 | 26.82 | 0 | 0 | 0 | 1495.3399 | 0 | 0 | 1495.3399 | 1495.4 | -0.060079
5828 | 26.82 | 0 | 489.19 | 0 | 0 | 0 | 0 | 0 | 0 | 0 | 0 | 1657.47 | 26.82 | 0 | 0 | 0 | 1495.3399 | 0 | 0 | 1495.3399 | 1495.4 | -0.060079
5829 | 26.82 | 0 | 450.42 | 0 | 0 | 0 | 0 | 0 | 0 | 0 | 0 | 1657.47 | 26.82 | 0 | 0 | 0 | 1495.3399 | 0 | 0 | 1495.3399 | 1495.4 | -0.060079
5830 | 100 | 0 | 456.56 | 0 | 0 | 0 | 0 | 0 | 0 | 0 | 0 | 1657.47 | 100 | 0 | 0 | 0 | 1495.3399 | 0 | 0 | 1495.3399 | 1495.4 | -0.060079
5831 | 100 | 0 | 462.69 | 0 | 0 | 0 | 0 | 0 | 0 | 0 | 0 | 1657.47 | 100 | 0 | 0 | 0 | 1495.3399 | 0 | 0 | 1495.3399 | 1495.4 | -0.060079
5832 | 100 | 0 | 468.83 | 0 | 0 | 0 | 0 | 0 | 0 | 0 | 0 | 1657.47 | 100 | 0 | 0 | 0 | 1495.3399 | 0 | 0 | 1495.3399 | 1495.4 | -0.060079
5833 | 100 | 0 | 474.97 | 0 | 0 | 0 | 0 | 0 | 0 | 0 | 0 | 1657.47 | 100 | 0 | 0 | 0 | 1495.3399 | 0 | 0 | 1495.3399 | 1495.4 | -0.060079
5834 | 100 | 0 | 481.1 | 0 | 0 | 0 | 0 | 0 | 0 | 0 | 0 | 1657.47 | 100 | 0 | 0 | 0 | 1495.3399 | 0 | 0 | 1495.3399 | 1495.4 | -0.060079
5835 | 100 | 0 | 487.24 | 0 | 0 | 0 | 0 | 0 | 0 | 0 | 0 | 1657.47 | 100 | 0 | 0 | 0 | 1495.3399 | 0 | 0 | 1495.3399 | 1495.4 | -0.060079
5836 | 100 | 0 | 493.37 | 0 | 0 | 0 | 0 | 0 | 0 | 0 | 0 | 1657.47 | 100 | 0 | 0 | 0 | 1495.3399 | 0 | 0 | 1495.3399 | 1495.4 | -0.060079
5837 | 100 | 0 | 499.51 | 0 | 0 | 0 | 0 | 0 | 0 | 0 | 0 | 1657.47 | 100 | 0 | 0 | 0 | 1495.3399 | 0 | 0 | 1495.3399 | 1495.4 | -0.060079
5838 | 100 | 0 | 505.65 | 0 | 0 | 0 | 0 | 0 | 0 | 0 | 0 | 1657.47 | 100 | 0 | 0 | 0 | 1495.3399 | 0 | 0 | 1495.3399 | 1495.4 | -0.060079
5839 | 100 | 0 | 511.78 | 0 | 0 | 0 | 0 | 0 | 0 | 0 | 0 | 1657.47 | 85.41 | 14.59 | 0 | 0 | 1495.3399 | 689.6074 | 14.59 | 2184.9473 | 2185.22 | -0.27271
5840 | 100 | 0 | 517.92 | 0 | 0 | 0 | 0 | 0 | 0 | 0 | 0 | 1657.47 | 32.92 | 67.08 | 0 | 0 | 1495.3399 | 3170.5869 | 67.08 | 4665.9268 | 4665.9 | 0.026785
5841 | 100 | 0 | 524.06 | 0 | 0 | 0 | 0 | 0 | 0 | 0 | 0 | 1657.47 | 0 | 120.39 | 20.39 | 0 | 1495.3399 | 4726.5755 | 100 | 6221.9154 | 6221.98 | -0.064551
5842 | 100 | 0 | 530.19 | 0 | 0 | 0 | 0 | 0 | 0 | 0 | 0 | 1657.47 | 0 | 162.12 | 62.12 | 0 | 1495.3399 | 4726.5755 | 100 | 6221.9154 | 6221.98 | -0.064551
5843 | 100 | 0 | 536.33 | 0 | 0 | 0 | 0 | 0 | 0 | 0 | 0 | 1657.47 | 0 | 188.51 | 88.51 | 0 | 1495.3399 | 4726.5755 | 100 | 6221.9154 | 6221.98 | -0.064551
5844 | 100 | 0 | 542.46 | 0 | 0 | 0 | 0 | 0 | 0 | 0 | 0 | 1657.47 | 0 | 200 | 100 | 0 | 1495.3399 | 4726.5755 | 100 | 6221.9154 | 6221.98 | -0.064551
5845 | 100 | 0 | 548.6 | 0 | 0 | 0 | 0 | 0 | 0 | 0 | 0 | 1657.47 | 0 | 200 | 100 | 0 | 1495.3399 | 4726.5755 | 100 | 6221.9154 | 6221.98 | -0.064551
5846 | 100 | 0 | 554.74 | 0 | 0 | 0 | 0 | 0 | 0 | 0 | 0 | 1657.47 | 0 | 188.89 | 88.89 | 0 | 1495.3399 | 4726.5755 | 100 | 6221.9154 | 6221.98 | -0.064551
5847 | 100 | 0 | 560.87 | 0 | 0 | 0 | 0 | 0 | 0 | 0 | 0 | 1657.47 | 0 | 139.66 | 39.66 | 0 | 1495.3399 | 4726.5755 | 100 | 6221.9154 | 6221.98 | -0.064551
5848 | 100 | 0 | 567.01 | 0 | 0 | 0 | 0 | 0 | 0 | 0 | 0 | 1657.47 | 0 | 112.27 | 12.27 | 0 | 1495.3399 | 4726.5755 | 100 | 6221.9154 | 6221.98 | -0.064551
5849 | 78.08 | 0 | 559.69 | 0 | 0 | 0 | 0 | 0 | 0 | 0 | 0 | 1657.47 | 0 | 78.08 | 0 | 0 | 1495.3399 | 3690.5102 | 78.08 | 5185.8501 | 5185.82 | 0.030093
5850 | 24.61 | 0 | 519.57 | 0 | 0 | 0 | 0 | 0 | 0 | 0 | 0 | 1657.47 | 0 | 24.61 | 0 | 0 | 1495.3399 | 1163.2102 | 24.61 | 2658.5502 | 2658.8 | -0.24984
5851 | 19.01 | 0 | 476 | 0 | 0 | 0 | 0 | 0 | 0 | 0 | 0 | 1657.47 | 19.01 | 0 | 0 | 0 | 1495.3399 | 0 | 0 | 1495.3399 | 1495.4 | -0.060079
5852 | 19.01 | 0 | 432.44 | 0 | 0 | 0 | 0 | 0 | 0 | 0 | 0 | 1657.47 | 19.01 | 0 | 0 | 0 | 1495.3399 | 0 | 0 | 1495.3399 | 1495.4 | -0.060079
5853 | 19.01 | 0 | 388.87 | 0 | 0 | 0 | 0 | 0 | 0 | 0 | 0 | 1657.47 | 19.01 | 0 | 0 | 0 | 1495.3399 | 0 | 0 | 1495.3399 | 1495.4 | -0.060079
5854 | 100 | 0 | 395.01 | 0 | 0 | 0 | 0 | 0 | 0 | 0 | 0 | 1657.47 | 100 | 0 | 0 | 0 | 1495.3399 | 0 | 0 | 1495.3399 | 1495.4 | -0.060079
5855 | 100 | 0 | 401.14 | 0 | 0 | 0 | 0 | 0 | 0 | 0 | 0 | 1657.47 | 100 | 0 | 0 | 0 | 1495.3399 | 0 | 0 | 1495.3399 | 1495.4 | -0.060079
5856 | 100 | 0 | 407.28 | 0 | 0 | 0 | 0 | 0 | 0 | 0 | 0 | 1657.47 | 100 | 0 | 0 | 0 | 1495.3399 | 0 | 0 | 1495.3399 | 1495.4 | -0.060079
5857 | 100 | 0 | 413.42 | 0 | 0 | 0 | 0 | 0 | 0 | 0 | 0 | 1657.47 | 100 | 0 | 0 | 0 | 1495.3399 | 0 | 0 | 1495.3399 | 1495.4 | -0.060079
5858 | 100 | 0 | 419.55 | 0 | 0 | 0 | 0 | 0 | 0 | 0 | 0 | 1657.47 | 100 | 0 | 0 | 0 | 1495.3399 | 0 | 0 | 1495.3399 | 1495.4 | -0.060079
5859 | 100 | 0 | 425.69 | 0 | 0 | 0 | 0 | 0 | 0 | 0 | 0 | 1657.47 | 100 | 0 | 0 | 0 | 1495.3399 | 0 | 0 | 1495.3399 | 1495.4 | -0.060079
5860 | 100 | 0 | 431.83 | 0 | 0 | 0 | 0 | 0 | 0 | 0 | 0 | 1657.47 | 100 | 0 | 0 | 0 | 1495.3399 | 0 | 0 | 1495.3399 | 1495.4 | -0.060079
5861 | 100 | 0 | 437.96 | 0 | 0 | 0 | 0 | 0 | 0 | 0 | 0 | 1657.47 | 100 | 0 | 0 | 0 | 1495.3399 | 0 | 0 | 1495.3399 | 1495.4 | -0.060079
5862 | 100 | 0 | 444.1 | 0 | 0 | 0 | 0 | 0 | 0 | 0 | 0 | 1657.47 | 100 | 0 | 0 | 0 | 1495.3399 | 0 | 0 | 1495.3399 | 1495.4 | -0.060079
5863 | 100 | 0 | 450.23 | 0 | 0 | 0 | 0 | 0 | 0 | 0 | 0 | 1657.47 | 85.56 | 14.44 | 0 | 0 | 1495.3399 | 682.5175 | 14.44 | 2177.8574 | 2178 | -0.14257
5864 | 100 | 0 | 456.37 | 0 | 0 | 0 | 0 | 0 | 0 | 0 | 0 | 1657.47 | 36.72 | 63.28 | 0 | 0 | 1495.3399 | 2990.977 | 63.28 | 4486.3169 | 4486.38 | -0.063085
5865 | 100 | 0 | 462.51 | 0 | 0 | 0 | 0 | 0 | 0 | 0 | 0 | 1657.47 | 0 | 115.28 | 15.28 | 0 | 1495.3399 | 4726.5755 | 100 | 6221.9154 | 6221.98 | -0.064551
5866 | 100 | 0 | 468.64 | 0 | 0 | 0 | 0 | 0 | 0 | 0 | 0 | 1657.47 | 0 | 140.52 | 40.52 | 0 | 1495.3399 | 4726.5755 | 100 | 6221.9154 | 6221.98 | -0.064551
5867 | 100 | 0 | 474.78 | 0 | 0 | 0 | 0 | 0 | 0 | 0 | 0 | 1657.47 | 0 | 165.5 | 65.5 | 0 | 1495.3399 | 4726.5755 | 100 | 6221.9154 | 6221.98 | -0.064551
5868 | 100 | 0 | 480.92 | 0 | 0 | 0 | 0 | 0 | 0 | 0 | 0 | 1657.47 | 0 | 197.97 | 97.97 | 0 | 1495.3399 | 4726.5755 | 100 | 6221.9154 | 6221.98 | -0.064551
5869 | 100 | 0 | 487.05 | 0 | 0 | 0 | 0 | 0 | 0 | 0 | 0 | 1657.47 | 0 | 197.45 | 97.45 | 0 | 1495.3399 | 4726.5755 | 100 | 6221.9154 | 6221.98 | -0.064551
5870 | 100 | 0 | 493.19 | 0 | 0 | 0 | 0 | 0 | 0 | 0 | 0 | 1657.47 | 0 | 182.8 | 82.8 | 0 | 1495.3399 | 4726.5755 | 100 | 6221.9154 | 6221.98 | -0.064551
5871 | 100 | 0 | 499.32 | 0 | 0 | 0 | 0 | 0 | 0 | 0 | 0 | 1657.47 | 0 | 123.52 | 23.52 | 0 | 1495.3399 | 4726.5755 | 100 | 6221.9154 | 6221.98 | -0.064551
5872 | 100 | 0 | 505.46 | 0 | 0 | 0 | 0 | 0 | 0 | 0 | 0 | 1657.47 | 0 | 121.38 | 21.38 | 0 | 1495.3399 | 4726.5755 | 100 | 6221.9154 | 6221.98 | -0.064551
5873 | 100 | 0 | 511.6 | 0 | 0 | 0 | 0 | 0 | 0 | 0 | 0 | 1657.47 | 27.45 | 72.55 | 0 | 0 | 1495.3399 | 3429.1305 | 72.55 | 4924.4705 | 4924.72 | -0.24953
5874 | 100 | 0 | 517.73 | 0 | 0 | 0 | 0 | 0 | 0 | 0 | 0 | 1657.47 | 77.23 | 22.77 | 0 | 0 | 1495.3399 | 1076.2412 | 22.77 | 2571.5812 | 2571.55 | 0.031168
5875 | 100 | 0 | 523.87 | 0 | 0 | 0 | 0 | 0 | 0 | 0 | 0 | 1657.47 | 100 | 0 | 0 | 0 | 1495.3399 | 0 | 0 | 1495.3399 | 1495.4 | -0.060079
5876 | 100 | 0 | 530.01 | 0 | 0 | 0 | 0 | 0 | 0 | 0 | 0 | 1657.47 | 100 | 0 | 0 | 0 | 1495.3399 | 0 | 0 | 1495.3399 | 1495.4 | -0.060079
5877 | 100 | 0 | 536.14 | 0 | 0 | 0 | 0 | 0 | 0 | 0 | 0 | 1657.47 | 100 | 0 | 0 | 0 | 1495.3399 | 0 | 0 | 1495.3399 | 1495.4 | -0.060079
5878 | 100 | 0 | 542.28 | 0 | 0 | 0 | 0 | 0 | 0 | 0 | 0 | 1657.47 | 100 | 0 | 0 | 0 | 1495.3399 | 0 | 0 | 1495.3399 | 1495.4 | -0.060079
5879 | 100 | 0 | 548.41 | 0 | 0 | 0 | 0 | 0 | 0 | 0 | 0 | 1657.47 | 100 | 0 | 0 | 0 | 1495.3399 | 0 | 0 | 1495.3399 | 1495.4 | -0.060079
5880 | 100 | 0 | 554.55 | 0 | 0 | 0 | 0 | 0 | 0 | 0 | 0 | 1657.47 | 100 | 0 | 0 | 0 | 1495.3399 | 0 | 0 | 1495.3399 | 1495.4 | -0.060079
5881 | 100 | 0 | 560.69 | 0 | 0 | 0 | 0 | 0 | 0 | 0 | 0 | 1657.47 | 100 | 0 | 0 | 0 | 1495.3399 | 0 | 0 | 1495.3399 | 1495.4 | -0.060079
5882 | 100 | 0 | 566.82 | 0 | 0 | 0 | 0 | 0 | 0 | 0 | 0 | 1657.47 | 100 | 0 | 0 | 0 | 1495.3399 | 0 | 0 | 1495.3399 | 1495.4 | -0.060079
5883 | 100 | 0 | 572.96 | 0 | 0 | 0 | 0 | 0 | 0 | 0 | 0 | 1657.47 | 100 | 0 | 0 | 0 | 1495.3399 | 0 | 0 | 1495.3399 | 1495.4 | -0.060079
5884 | 100 | 0 | 579.1 | 0 | 0 | 0 | 0 | 0 | 0 | 0 | 0 | 1657.47 | 100 | 0 | 0 | 0 | 1495.3399 | 0 | 0 | 1495.3399 | 1495.4 | -0.060079
5885 | 100 | 0 | 585.23 | 0 | 0 | 0 | 0 | 0 | 0 | 0 | 0 | 1657.47 | 100 | 0 | 0 | 0 | 1495.3399 | 0 | 0 | 1495.3399 | 1495.4 | -0.060079
5886 | 100 | 0 | 591.37 | 0 | 0 | 0 | 0 | 0 | 0 | 0 | 0 | 1657.47 | 100 | 0 | 0 | 0 | 1495.3399 | 0 | 0 | 1495.3399 | 1495.4 | -0.060079
5887 | 100 | 0 | 597.5 | 0 | 0 | 0 | 0 | 0 | 0 | 0 | 0 | 1657.47 | 85.05 | 14.95 | 0 | 0 | 1495.3399 | 706.623 | 14.95 | 2201.963 | 2201.83 | 0.13296
5888 | 100 | 0 | 603.64 | 0 | 0 | 0 | 0 | 0 | 0 | 0 | 0 | 1657.47 | 35.73 | 64.27 | 0 | 0 | 1495.3399 | 3037.7701 | 64.27 | 4533.11 | 4533.17 | -0.059987
5889 | 100 | 0 | 609.78 | 0 | 0 | 0 | 0 | 0 | 0 | 0 | 0 | 1657.47 | 0 | 117.53 | 17.53 | 0 | 1495.3399 | 4726.5755 | 100 | 6221.9154 | 6221.98 | -0.064551
5890 | 100 | 0 | 615.91 | 0 | 0 | 0 | 0 | 0 | 0 | 0 | 0 | 1657.47 | 0 | 160.23 | 60.23 | 0 | 1495.3399 | 4726.5755 | 100 | 6221.9154 | 6221.98 | -0.064551
5891 | 100 | 0 | 622.05 | 0 | 0 | 0 | 0 | 0 | 0 | 0 | 0 | 1657.47 | 0 | 189.59 | 89.59 | 0 | 1495.3399 | 4726.5755 | 100 | 6221.9154 | 6221.98 | -0.064551
5892 | 100 | 0 | 628.19 | 0 | 0 | 0 | 0 | 0 | 0 | 0 | 0 | 1657.47 | 0 | 200 | 100 | 0 | 1495.3399 | 4726.5755 | 100 | 6221.9154 | 6221.98 | -0.064551
5893 | 100 | 0 | 634.32 | 0 | 0 | 0 | 0 | 0 | 0 | 0 | 0 | 1657.47 | 0 | 200 | 100 | 0 | 1495.3399 | 4726.5755 | 100 | 6221.9154 | 6221.98 | -0.064551
5894 | 100 | 0 | 640.46 | 0 | 0 | 0 | 0 | 0 | 0 | 0 | 0 | 1657.47 | 0 | 189.3 | 89.3 | 0 | 1495.3399 | 4726.5755 | 100 | 6221.9154 | 6221.98 | -0.064551
5895 | 100 | 0 | 646.59 | 0 | 0 | 0 | 0 | 0 | 0 | 0 | 0 | 1657.47 | 0 | 165.16 | 65.16 | 0 | 1495.3399 | 4726.5755 | 100 | 6221.9154 | 6221.98 | -0.064551
5896 | 100 | 0 | 652.73 | 0 | 0 | 0 | 0 | 0 | 0 | 0 | 0 | 1657.47 | 0 | 125.63 | 25.63 | 0 | 1495.3399 | 4726.5755 | 100 | 6221.9154 | 6221.98 | -0.064551
5897 | 100 | 0 | 658.87 | 0 | 0 | 0 | 0 | 0 | 0 | 0 | 0 | 1657.47 | 25.03 | 74.97 | 0 | 0 | 1495.3399 | 3543.5137 | 74.97 | 5038.8536 | 5038.92 | -0.066406
5898 | 100 | 0 | 665 | 0 | 0 | 0 | 0 | 0 | 0 | 0 | 0 | 1657.47 | 76.6 | 23.4 | 0 | 0 | 1495.3399 | 1106.0187 | 23.4 | 2601.3586 | 2601.61 | -0.25141
5899 | 100 | 0 | 671.14 | 0 | 0 | 0 | 0 | 0 | 0 | 0 | 0 | 1657.47 | 100 | 0 | 0 | 0 | 1495.3399 | 0 | 0 | 1495.3399 | 1495.4 | -0.060079
5900 | 100 | 0 | 677.28 | 0 | 0 | 0 | 0 | 0 | 0 | 0 | 0 | 1657.47 | 100 | 0 | 0 | 0 | 1495.3399 | 0 | 0 | 1495.3399 | 1495.4 | -0.060079
5901 | 100 | 0 | 683.41 | 0 | 0 | 0 | 0 | 0 | 0 | 0 | 0 | 1657.47 | 100 | 0 | 0 | 0 | 1495.3399 | 0 | 0 | 1495.3399 | 1495.4 | -0.060079
5902 | 100 | 0 | 689.55 | 0 | 0 | 0 | 0 | 0 | 0 | 0 | 0 | 1657.47 | 100 | 0 | 0 | 0 | 1495.3399 | 0 | 0 | 1495.3399 | 1495.4 | -0.060079
5903 | 100 | 0 | 695.68 | 0 | 0 | 0 | 0 | 0 | 0 | 0 | 0 | 1657.47 | 100 | 0 | 0 | 0 | 1495.3399 | 0 | 0 | 1495.3399 | 1495.4 | -0.060079
5904 | 100 | 0 | 701.82 | 0 | 0 | 0 | 0 | 0 | 0 | 0 | 0 | 1657.47 | 100 | 0 | 0 | 0 | 1495.3399 | 0 | 0 | 1495.3399 | 1495.4 | -0.060079
5905 | 100 | 0 | 707.96 | 0 | 0 | 0 | 0 | 0 | 0 | 0 | 0 | 1657.47 | 100 | 0 | 0 | 0 | 1495.3399 | 0 | 0 | 1495.3399 | 1495.4 | -0.060079
5906 | 100 | 0 | 714.09 | 0 | 0 | 0 | 0 | 0 | 0 | 0 | 0 | 1657.47 | 100 | 0 | 0 | 0 | 1495.3399 | 0 | 0 | 1495.3399 | 1495.4 | -0.060079
5907 | 100 | 0 | 720.23 | 0 | 0 | 0 | 0 | 0 | 0 | 0 | 0 | 1657.47 | 100 | 0 | 0 | 0 | 1495.3399 | 0 | 0 | 1495.3399 | 1495.4 | -0.060079
5908 | 100 | 0 | 726.37 | 0 | 0 | 0 | 0 | 0 | 0 | 0 | 0 | 1657.47 | 100 | 0 | 0 | 0 | 1495.3399 | 0 | 0 | 1495.3399 | 1495.4 | -0.060079
5909 | 100 | 0 | 732.5 | 0 | 0 | 0 | 0 | 0 | 0 | 0 | 0 | 1657.47 | 100 | 0 | 0 | 0 | 1495.3399 | 0 | 0 | 1495.3399 | 1495.4 | -0.060079
5910 | 100 | 0 | 738.64 | 0 | 0 | 0 | 0 | 0 | 0 | 0 | 0 | 1657.47 | 100 | 0 | 0 | 0 | 1495.3399 | 0 | 0 | 1495.3399 | 1495.4 | -0.060079
5911 | 100 | 0 | 744.77 | 0 | 0 | 0 | 0 | 0 | 0 | 0 | 0 | 1657.47 | 84.56 | 15.44 | 0 | 0 | 1495.3399 | 729.7833 | 15.44 | 2225.1232 | 2225.3 | -0.17682
5912 | 100 | 0 | 750.91 | 0 | 0 | 0 | 0 | 0 | 0 | 0 | 0 | 1657.47 | 37.17 | 62.83 | 0 | 0 | 1495.3399 | 2969.7074 | 62.83 | 4465.0473 | 4465.11 | -0.062675
5913 | 100 | 0 | 757.05 | 0 | 0 | 0 | 0 | 0 | 0 | 0 | 0 | 1657.47 | 0 | 116.68 | 16.68 | 0 | 1495.3399 | 4726.5755 | 100 | 6221.9154 | 6221.98 | -0.064551
5914 | 100 | 0 | 763.18 | 0 | 0 | 0 | 0 | 0 | 0 | 0 | 0 | 1657.47 | 0 | 161.34 | 61.34 | 0 | 1495.3399 | 4726.5755 | 100 | 6221.9154 | 6221.98 | -0.064551
5915 | 100 | 0 | 769.32 | 0 | 0 | 0 | 0 | 0 | 0 | 0 | 0 | 1657.47 | 0 | 192.53 | 92.53 | 0 | 1495.3399 | 4726.5755 | 100 | 6221.9154 | 6221.98 | -0.064551
5916 | 100 | 0 | 775.46 | 0 | 0 | 0 | 0 | 0 | 0 | 0 | 0 | 1657.47 | 0 | 200 | 100 | 0 | 1495.3399 | 4726.5755 | 100 | 6221.9154 | 6221.98 | -0.064551
5917 | 100 | 0 | 781.59 | 0 | 0 | 0 | 0 | 0 | 0 | 0 | 0 | 1657.47 | 0 | 200 | 100 | 0 | 1495.3399 | 4726.5755 | 100 | 6221.9154 | 6221.98 | -0.064551
5918 | 100 | 0 | 787.73 | 0 | 0 | 0 | 0 | 0 | 0 | 0 | 0 | 1657.47 | 0 | 192.89 | 92.89 | 0 | 1495.3399 | 4726.5755 | 100 | 6221.9154 | 6221.98 | -0.064551
5919 | 100 | 0 | 793.86 | 0 | 0 | 0 | 0 | 0 | 0 | 0 | 0 | 1657.47 | 0 | 165.59 | 65.59 | 0 | 1495.3399 | 4726.5755 | 100 | 6221.9154 | 6221.98 | -0.064551
5920 | 100 | 0 | 800 | 0 | 0 | 0 | 0 | 0 | 0 | 0 | 0 | 1657.47 | 0 | 127.3 | 27.3 | 0 | 1495.3399 | 4726.5755 | 100 | 6221.9154 | 6221.98 | -0.064551
5921 | 76 | 0 | 791.41 | 0 | 0 | 0 | 0 | 0 | 0 | 0 | 0 | 1657.47 | 0 | 76 | 0 | 0 | 1495.3399 | 3592.1974 | 76 | 5087.5373 | 5087.79 | -0.25268
5922 | 23.09 | 0 | 750.35 | 0 | 0 | 0 | 0 | 0 | 0 | 0 | 0 | 1657.47 | 0 | 23.09 | 0 | 0 | 1495.3399 | 1091.3663 | 23.09 | 2586.7062 | 2586.58 | 0.12621
5923 | 19.01 | 0 | 706.78 | 0 | 0 | 0 | 0 | 0 | 0 | 0 | 0 | 1657.47 | 19.01 | 0 | 0 | 0 | 1495.3399 | 0 | 0 | 1495.3399 | 1495.4 | -0.060079
5924 | 19.01 | 0 | 663.22 | 0 | 0 | 0 | 0 | 0 | 0 | 0 | 0 | 1657.47 | 19.01 | 0 | 0 | 0 | 1495.3399 | 0 | 0 | 1495.3399 | 1495.4 | -0.060079
5925 | 19.01 | 0 | 619.65 | 0 | 0 | 0 | 0 | 0 | 0 | 0 | 0 | 1657.47 | 19.01 | 0 | 0 | 0 | 1495.3399 | 0 | 0 | 1495.3399 | 1495.4 | -0.060079
5926 | 100 | 0 | 625.79 | 0 | 0 | 0 | 0 | 0 | 0 | 0 | 0 | 1657.47 | 100 | 0 | 0 | 0 | 1495.3399 | 0 | 0 | 1495.3399 | 1495.4 | -0.060079
5927 | 100 | 0 | 631.92 | 0 | 0 | 0 | 0 | 0 | 0 | 0 | 0 | 1657.47 | 100 | 0 | 0 | 0 | 1495.3399 | 0 | 0 | 1495.3399 | 1495.4 | -0.060079
5928 | 100 | 0 | 638.06 | 0 | 0 | 0 | 0 | 0 | 0 | 0 | 0 | 1657.47 | 100 | 0 | 0 | 0 | 1495.3399 | 0 | 0 | 1495.3399 | 1495.4 | -0.060079
5929 | 100 | 0 | 644.2 | 0 | 0 | 0 | 0 | 0 | 0 | 0 | 0 | 1657.47 | 100 | 0 | 0 | 0 | 1495.3399 | 0 | 0 | 1495.3399 | 1495.4 | -0.060079
5930 | 100 | 0 | 650.33 | 0 | 0 | 0 | 0 | 0 | 0 | 0 | 0 | 1657.47 | 100 | 0 | 0 | 0 | 1495.3399 | 0 | 0 | 1495.3399 | 1495.4 | -0.060079
5931 | 100 | 0 | 656.47 | 0 | 0 | 0 | 0 | 0 | 0 | 0 | 0 | 1657.47 | 100 | 0 | 0 | 0 | 1495.3399 | 0 | 0 | 1495.3399 | 1495.4 | -0.060079
5932 | 100 | 0 | 662.61 | 0 | 0 | 0 | 0 | 0 | 0 | 0 | 0 | 1657.47 | 100 | 0 | 0 | 0 | 1495.3399 | 0 | 0 | 1495.3399 | 1495.4 | -0.060079
5933 | 100 | 0 | 668.74 | 0 | 0 | 0 | 0 | 0 | 0 | 0 | 0 | 1657.47 | 100 | 0 | 0 | 0 | 1495.3399 | 0 | 0 | 1495.3399 | 1495.4 | -0.060079
5934 | 100 | 0 | 674.88 | 0 | 0 | 0 | 0 | 0 | 0 | 0 | 0 | 1657.47 | 100 | 0 | 0 | 0 | 1495.3399 | 0 | 0 | 1495.3399 | 1495.4 | -0.060079
5935 | 100 | 0 | 681.01 | 0 | 0 | 0 | 0 | 0 | 0 | 0 | 0 | 1657.47 | 85.45 | 14.55 | 0 | 0 | 1495.3399 | 687.7167 | 14.55 | 2183.0567 | 2183.32 | -0.26334
5936 | 100 | 0 | 687.15 | 0 | 0 | 0 | 0 | 0 | 0 | 0 | 0 | 1657.47 | 34.64 | 65.36 | 0 | 0 | 1495.3399 | 3089.2898 | 65.36 | 4584.6297 | 4584.79 | -0.16031
5937 | 100 | 0 | 693.29 | 0 | 0 | 0 | 0 | 0 | 0 | 0 | 0 | 1657.47 | 0 | 117.69 | 17.69 | 0 | 1495.3399 | 4726.5755 | 100 | 6221.9154 | 6221.98 | -0.064551
5938 | 100 | 0 | 699.42 | 0 | 0 | 0 | 0 | 0 | 0 | 0 | 0 | 1657.47 | 0 | 156.16 | 56.16 | 0 | 1495.3399 | 4726.5755 | 100 | 6221.9154 | 6221.98 | -0.064551
5939 | 100 | 0 | 705.56 | 0 | 0 | 0 | 0 | 0 | 0 | 0 | 0 | 1657.47 | 0 | 181.47 | 81.47 | 0 | 1495.3399 | 4726.5755 | 100 | 6221.9154 | 6221.98 | -0.064551
5940 | 100 | 0 | 711.7 | 0 | 0 | 0 | 0 | 0 | 0 | 0 | 0 | 1657.47 | 0 | 194 | 94 | 0 | 1495.3399 | 4726.5755 | 100 | 6221.9154 | 6221.98 | -0.064551
5941 | 100 | 0 | 717.83 | 0 | 0 | 0 | 0 | 0 | 0 | 0 | 0 | 1657.47 | 0 | 194.66 | 94.66 | 0 | 1495.3399 | 4726.5755 | 100 | 6221.9154 | 6221.98 | -0.064551
5942 | 100 | 0 | 723.97 | 0 | 0 | 0 | 0 | 0 | 0 | 0 | 0 | 1657.47 | 0 | 181.36 | 81.36 | 0 | 1495.3399 | 4726.5755 | 100 | 6221.9154 | 6221.98 | -0.064551
5943 | 100 | 0 | 730.1 | 0 | 0 | 0 | 0 | 0 | 0 | 0 | 0 | 1657.47 | 0 | 158.77 | 58.77 | 0 | 1495.3399 | 4726.5755 | 100 | 6221.9154 | 6221.98 | -0.064551
5944 | 100 | 0 | 736.24 | 0 | 0 | 0 | 0 | 0 | 0 | 0 | 0 | 1657.47 | 0 | 121.32 | 21.32 | 0 | 1495.3399 | 4726.5755 | 100 | 6221.9154 | 6221.98 | -0.064551
5945 | 71.99 | 0 | 725.19 | 0 | 0 | 0 | 0 | 0 | 0 | 0 | 0 | 1657.47 | 0 | 71.99 | 0 | 0 | 1495.3399 | 3402.6617 | 71.99 | 4898.0016 | 4898.25 | -0.24836
5946 | 21.7 | 0 | 683.28 | 0 | 0 | 0 | 0 | 0 | 0 | 0 | 0 | 1657.47 | 0 | 21.7 | 0 | 0 | 1495.3399 | 1025.6669 | 21.7 | 2521.0068 | 2520.98 | 0.02681
5947 | 19.01 | 0 | 639.71 | 0 | 0 | 0 | 0 | 0 | 0 | 0 | 0 | 1657.47 | 19.01 | 0 | 0 | 0 | 1495.3399 | 0 | 0 | 1495.3399 | 1495.4 | -0.060079
5948 | 19.01 | 0 | 596.15 | 0 | 0 | 0 | 0 | 0 | 0 | 0 | 0 | 1657.47 | 19.01 | 0 | 0 | 0 | 1495.3399 | 0 | 0 | 1495.3399 | 1495.4 | -0.060079
5949 | 19.01 | 0 | 552.58 | 0 | 0 | 0 | 0 | 0 | 0 | 0 | 0 | 1657.47 | 19.01 | 0 | 0 | 0 | 1495.3399 | 0 | 0 | 1495.3399 | 1495.4 | -0.060079
5950 | 100 | 0 | 558.72 | 0 | 0 | 0 | 0 | 0 | 0 | 0 | 0 | 1657.47 | 100 | 0 | 0 | 0 | 1495.3399 | 0 | 0 | 1495.3399 | 1495.4 | -0.060079
5951 | 100 | 0 | 564.85 | 0 | 0 | 0 | 0 | 0 | 0 | 0 | 0 | 1657.47 | 100 | 0 | 0 | 0 | 1495.3399 | 0 | 0 | 1495.3399 | 1495.4 | -0.060079
5952 | 100 | 0 | 570.99 | 0 | 0 | 0 | 0 | 0 | 0 | 0 | 0 | 1657.47 | 100 | 0 | 0 | 0 | 1495.3399 | 0 | 0 | 1495.3399 | 1495.4 | -0.060079
5953 | 100 | 0 | 577.13 | 0 | 0 | 0 | 0 | 0 | 0 | 0 | 0 | 1657.47 | 100 | 0 | 0 | 0 | 1495.3399 | 0 | 0 | 1495.3399 | 1495.4 | -0.060079
5954 | 100 | 0 | 583.26 | 0 | 0 | 0 | 0 | 0 | 0 | 0 | 0 | 1657.47 | 100 | 0 | 0 | 0 | 1495.3399 | 0 | 0 | 1495.3399 | 1495.4 | -0.060079
5955 | 100 | 0 | 589.4 | 0 | 0 | 0 | 0 | 0 | 0 | 0 | 0 | 1657.47 | 100 | 0 | 0 | 0 | 1495.3399 | 0 | 0 | 1495.3399 | 1495.4 | -0.060079
5956 | 100 | 0 | 595.53 | 0 | 0 | 0 | 0 | 0 | 0 | 0 | 0 | 1657.47 | 100 | 0 | 0 | 0 | 1495.3399 | 0 | 0 | 1495.3399 | 1495.4 | -0.060079
5957 | 100 | 0 | 601.67 | 0 | 0 | 0 | 0 | 0 | 0 | 0 | 0 | 1657.47 | 100 | 0 | 0 | 0 | 1495.3399 | 0 | 0 | 1495.3399 | 1495.4 | -0.060079
5958 | 100 | 0 | 607.81 | 0 | 0 | 0 | 0 | 0 | 0 | 0 | 0 | 1657.47 | 100 | 0 | 0 | 0 | 1495.3399 | 0 | 0 | 1495.3399 | 1495.4 | -0.060079
5959 | 100 | 0 | 613.94 | 0 | 0 | 0 | 0 | 0 | 0 | 0 | 0 | 1657.47 | 85.97 | 14.03 | 0 | 0 | 1495.3399 | 663.1385 | 14.03 | 2158.4785 | 2158.69 | -0.21153
5960 | 100 | 0 | 620.08 | 0 | 0 | 0 | 0 | 0 | 0 | 0 | 0 | 1657.47 | 36.19 | 63.81 | 0 | 0 | 1495.3399 | 3016.0278 | 63.81 | 4511.3678 | 4511.62 | -0.25223
5961 | 100 | 0 | 626.22 | 0 | 0 | 0 | 0 | 0 | 0 | 0 | 0 | 1657.47 | 0 | 114.44 | 14.44 | 0 | 1495.3399 | 4726.5755 | 100 | 6221.9154 | 6221.98 | -0.064551
5962 | 100 | 0 | 632.35 | 0 | 0 | 0 | 0 | 0 | 0 | 0 | 0 | 1657.47 | 0 | 152.46 | 52.46 | 0 | 1495.3399 | 4726.5755 | 100 | 6221.9154 | 6221.98 | -0.064551
5963 | 100 | 0 | 638.49 | 0 | 0 | 0 | 0 | 0 | 0 | 0 | 0 | 1657.47 | 0 | 177.04 | 77.04 | 0 | 1495.3399 | 4726.5755 | 100 | 6221.9154 | 6221.98 | -0.064551
5964 | 100 | 0 | 644.62 | 0 | 0 | 0 | 0 | 0 | 0 | 0 | 0 | 1657.47 | 0 | 190.64 | 90.64 | 0 | 1495.3399 | 4726.5755 | 100 | 6221.9154 | 6221.98 | -0.064551
5965 | 100 | 0 | 650.76 | 0 | 0 | 0 | 0 | 0 | 0 | 0 | 0 | 1657.47 | 0 | 191.84 | 91.84 | 0 | 1495.3399 | 4726.5755 | 100 | 6221.9154 | 6221.98 | -0.064551
5966 | 100 | 0 | 656.9 | 0 | 0 | 0 | 0 | 0 | 0 | 0 | 0 | 1657.47 | 0 | 179.08 | 79.08 | 0 | 1495.3399 | 4726.5755 | 100 | 6221.9154 | 6221.98 | -0.064551
5967 | 100 | 0 | 663.03 | 0 | 0 | 0 | 0 | 0 | 0 | 0 | 0 | 1657.47 | 0 | 155.46 | 55.46 | 0 | 1495.3399 | 4726.5755 | 100 | 6221.9154 | 6221.98 | -0.064551
5968 | 100 | 0 | 669.17 | 0 | 0 | 0 | 0 | 0 | 0 | 0 | 0 | 1657.47 | 0 | 118.33 | 18.33 | 0 | 1495.3399 | 4726.5755 | 100 | 6221.9154 | 6221.98 | -0.064551
5969 | 70.24 | 0 | 657.04 | 0 | 0 | 0 | 0 | 0 | 0 | 0 | 0 | 1657.47 | 0 | 70.24 | 0 | 0 | 1495.3399 | 3319.9467 | 70.24 | 4815.2866 | 4815.26 | 0.026572
5970 | 20.77 | 0 | 614.56 | 0 | 0 | 0 | 0 | 0 | 0 | 0 | 0 | 1657.47 | 0 | 20.77 | 0 | 0 | 1495.3399 | 981.7097 | 20.77 | 2477.0497 | 2477.02 | 0.029658
5971 | 19.01 | 0 | 570.99 | 0 | 0 | 0 | 0 | 0 | 0 | 0 | 0 | 1657.47 | 19.01 | 0 | 0 | 0 | 1495.3399 | 0 | 0 | 1495.3399 | 1495.4 | -0.060079
5972 | 19.01 | 0 | 527.42 | 0 | 0 | 0 | 0 | 0 | 0 | 0 | 0 | 1657.47 | 19.01 | 0 | 0 | 0 | 1495.3399 | 0 | 0 | 1495.3399 | 1495.4 | -0.060079
5973 | 19.01 | 0 | 483.86 | 0 | 0 | 0 | 0 | 0 | 0 | 0 | 0 | 1657.47 | 19.01 | 0 | 0 | 0 | 1495.3399 | 0 | 0 | 1495.3399 | 1495.4 | -0.060079
5974 | 100 | 0 | 490 | 0 | 0 | 0 | 0 | 0 | 0 | 0 | 0 | 1657.47 | 100 | 0 | 0 | 0 | 1495.3399 | 0 | 0 | 1495.3399 | 1495.4 | -0.060079
5975 | 100 | 0 | 496.13 | 0 | 0 | 0 | 0 | 0 | 0 | 0 | 0 | 1657.47 | 100 | 0 | 0 | 0 | 1495.3399 | 0 | 0 | 1495.3399 | 1495.4 | -0.060079
5976 | 100 | 0 | 502.27 | 0 | 0 | 0 | 0 | 0 | 0 | 0 | 0 | 1657.47 | 100 | 0 | 0 | 0 | 1495.3399 | 0 | 0 | 1495.3399 | 1495.4 | -0.060079
5977 | 100 | 0 | 508.4 | 0 | 0 | 0 | 0 | 0 | 0 | 0 | 0 | 1657.47 | 100 | 0 | 0 | 0 | 1495.3399 | 0 | 0 | 1495.3399 | 1495.4 | -0.060079
5978 | 100 | 0 | 514.54 | 0 | 0 | 0 | 0 | 0 | 0 | 0 | 0 | 1657.47 | 100 | 0 | 0 | 0 | 1495.3399 | 0 | 0 | 1495.3399 | 1495.4 | -0.060079
5979 | 100 | 0 | 520.68 | 0 | 0 | 0 | 0 | 0 | 0 | 0 | 0 | 1657.47 | 100 | 0 | 0 | 0 | 1495.3399 | 0 | 0 | 1495.3399 | 1495.4 | -0.060079
5980 | 100 | 0 | 526.81 | 0 | 0 | 0 | 0 | 0 | 0 | 0 | 0 | 1657.47 | 100 | 0 | 0 | 0 | 1495.3399 | 0 | 0 | 1495.3399 | 1495.4 | -0.060079
5981 | 100 | 0 | 532.95 | 0 | 0 | 0 | 0 | 0 | 0 | 0 | 0 | 1657.47 | 100 | 0 | 0 | 0 | 1495.3399 | 0 | 0 | 1495.3399 | 1495.4 | -0.060079
5982 | 100 | 0 | 539.09 | 0 | 0 | 0 | 0 | 0 | 0 | 0 | 0 | 1657.47 | 100 | 0 | 0 | 0 | 1495.3399 | 0 | 0 | 1495.3399 | 1495.4 | -0.060079
5983 | 100 | 0 | 545.22 | 0 | 0 | 0 | 0 | 0 | 0 | 0 | 0 | 1657.47 | 86.05 | 13.95 | 0 | 0 | 1495.3399 | 659.3573 | 13.95 | 2154.6972 | 2154.59 | 0.10721
5984 | 100 | 0 | 551.36 | 0 | 0 | 0 | 0 | 0 | 0 | 0 | 0 | 1657.47 | 37.25 | 62.75 | 0 | 0 | 1495.3399 | 2965.9261 | 62.75 | 4461.2661 | 4461.42 | -0.15394
5985 | 100 | 0 | 557.49 | 0 | 0 | 0 | 0 | 0 | 0 | 0 | 0 | 1657.47 | 0 | 113.52 | 13.52 | 0 | 1495.3399 | 4726.5755 | 100 | 6221.9154 | 6221.98 | -0.064551
5986 | 100 | 0 | 563.63 | 0 | 0 | 0 | 0 | 0 | 0 | 0 | 0 | 1657.47 | 0 | 152.44 | 52.44 | 0 | 1495.3399 | 4726.5755 | 100 | 6221.9154 | 6221.98 | -0.064551
5987 | 100 | 0 | 569.77 | 0 | 0 | 0 | 0 | 0 | 0 | 0 | 0 | 1657.47 | 0 | 176.44 | 76.44 | 0 | 1495.3399 | 4726.5755 | 100 | 6221.9154 | 6221.98 | -0.064551
5988 | 100 | 0 | 575.9 | 0 | 0 | 0 | 0 | 0 | 0 | 0 | 0 | 1657.47 | 0 | 188.48 | 88.48 | 0 | 1495.3399 | 4726.5755 | 100 | 6221.9154 | 6221.98 | -0.064551
5989 | 100 | 0 | 582.04 | 0 | 0 | 0 | 0 | 0 | 0 | 0 | 0 | 1657.47 | 0 | 189.6 | 89.6 | 0 | 1495.3399 | 4726.5755 | 100 | 6221.9154 | 6221.98 | -0.064551
5990 | 100 | 0 | 588.18 | 0 | 0 | 0 | 0 | 0 | 0 | 0 | 0 | 1657.47 | 0 | 175.56 | 75.56 | 0 | 1495.3399 | 4726.5755 | 100 | 6221.9154 | 6221.98 | -0.064551
5991 | 100 | 0 | 594.31 | 0 | 0 | 0 | 0 | 0 | 0 | 0 | 0 | 1657.47 | 0 | 151.31 | 51.31 | 0 | 1495.3399 | 4726.5755 | 100 | 6221.9154 | 6221.98 | -0.064551
5992 | 100 | 0 | 600.45 | 0 | 0 | 0 | 0 | 0 | 0 | 0 | 0 | 1657.47 | 0 | 114.5 | 14.5 | 0 | 1495.3399 | 4726.5755 | 100 | 6221.9154 | 6221.98 | -0.064551
5993 | 67.18 | 0 | 586.45 | 0 | 0 | 0 | 0 | 0 | 0 | 0 | 0 | 1657.47 | 0 | 67.18 | 0 | 0 | 1495.3399 | 3175.3134 | 67.18 | 4670.6534 | 4670.91 | -0.25664
5994 | 19.87 | 0 | 543.41 | 0 | 0 | 0 | 0 | 0 | 0 | 0 | 0 | 1657.47 | 0 | 19.87 | 0 | 0 | 1495.3399 | 939.1706 | 19.87 | 2434.5105 | 2434.51 | 0.00047811
5995 | 19.01 | 0 | 499.84 | 0 | 0 | 0 | 0 | 0 | 0 | 0 | 0 | 1657.47 | 19.01 | 0 | 0 | 0 | 1495.3399 | 0 | 0 | 1495.3399 | 1495.4 | -0.060079
5996 | 19.01 | 0 | 456.28 | 0 | 0 | 0 | 0 | 0 | 0 | 0 | 0 | 1657.47 | 19.01 | 0 | 0 | 0 | 1495.3399 | 0 | 0 | 1495.3399 | 1495.4 | -0.060079
5997 | 19.01 | 0 | 412.71 | 0 | 0 | 0 | 0 | 0 | 0 | 0 | 0 | 1657.47 | 19.01 | 0 | 0 | 0 | 1495.3399 | 0 | 0 | 1495.3399 | 1495.4 | -0.060079
5998 | 100 | 0 | 418.85 | 0 | 0 | 0 | 0 | 0 | 0 | 0 | 0 | 1657.47 | 100 | 0 | 0 | 0 | 1495.3399 | 0 | 0 | 1495.3399 | 1495.4 | -0.060079
5999 | 100 | 0 | 424.99 | 0 | 0 | 0 | 0 | 0 | 0 | 0 | 0 | 1657.47 | 100 | 0 | 0 | 0 | 1495.3399 | 0 | 0 | 1495.3399 | 1495.4 | -0.060079
6000 | 100 | 0 | 431.12 | 0 | 0 | 0 | 0 | 0 | 0 | 0 | 0 | 1657.47 | 100 | 0 | 0 | 0 | 1495.3399 | 0 | 0 | 1495.3399 | 1495.4 | -0.060079
6001 | 100 | 0 | 437.26 | 0 | 0 | 0 | 0 | 0 | 0 | 0 | 0 | 1657.47 | 100 | 0 | 0 | 0 | 1495.3399 | 0 | 0 | 1495.3399 | 1495.4 | -0.060079
6002 | 100 | 0 | 443.39 | 0 | 0 | 0 | 0 | 0 | 0 | 0 | 0 | 1657.47 | 100 | 0 | 0 | 0 | 1495.3399 | 0 | 0 | 1495.3399 | 1495.4 | -0.060079
6003 | 100 | 0 | 449.53 | 0 | 0 | 0 | 0 | 0 | 0 | 0 | 0 | 1657.47 | 100 | 0 | 0 | 0 | 1495.3399 | 0 | 0 | 1495.3399 | 1495.4 | -0.060079
6004 | 100 | 0 | 455.67 | 0 | 0 | 0 | 0 | 0 | 0 | 0 | 0 | 1657.47 | 100 | 0 | 0 | 0 | 1495.3399 | 0 | 0 | 1495.3399 | 1495.4 | -0.060079
6005 | 100 | 0 | 461.8 | 0 | 0 | 0 | 0 | 0 | 0 | 0 | 0 | 1657.47 | 100 | 0 | 0 | 0 | 1495.3399 | 0 | 0 | 1495.3399 | 1495.4 | -0.060079
6006 | 100 | 0 | 467.94 | 0 | 0 | 0 | 0 | 0 | 0 | 0 | 0 | 1657.47 | 100 | 0 | 0 | 0 | 1495.3399 | 0 | 0 | 1495.3399 | 1495.4 | -0.060079
6007 | 100 | 0 | 474.08 | 0 | 0 | 0 | 0 | 0 | 0 | 0 | 0 | 1657.47 | 86.11 | 13.89 | 0 | 0 | 1495.3399 | 656.5213 | 13.89 | 2151.8613 | 2151.93 | -0.068738
6008 | 100 | 0 | 480.21 | 0 | 0 | 0 | 0 | 0 | 0 | 0 | 0 | 1657.47 | 37.93 | 62.07 | 0 | 0 | 1495.3399 | 2933.7854 | 62.07 | 4429.1254 | 4429.28 | -0.15465
6009 | 100 | 0 | 486.35 | 0 | 0 | 0 | 0 | 0 | 0 | 0 | 0 | 1657.47 | 0 | 112.05 | 12.05 | 0 | 1495.3399 | 4726.5755 | 100 | 6221.9154 | 6221.98 | -0.064551
6010 | 100 | 0 | 492.48 | 0 | 0 | 0 | 0 | 0 | 0 | 0 | 0 | 1657.47 | 0 | 150.94 | 50.94 | 0 | 1495.3399 | 4726.5755 | 100 | 6221.9154 | 6221.98 | -0.064551
6011 | 100 | 0 | 498.62 | 0 | 0 | 0 | 0 | 0 | 0 | 0 | 0 | 1657.47 | 0 | 176.11 | 76.11 | 0 | 1495.3399 | 4726.5755 | 100 | 6221.9154 | 6221.98 | -0.064551
6012 | 100 | 0 | 504.76 | 0 | 0 | 0 | 0 | 0 | 0 | 0 | 0 | 1657.47 | 0 | 187.96 | 87.96 | 0 | 1495.3399 | 4726.5755 | 100 | 6221.9154 | 6221.98 | -0.064551
6013 | 100 | 0 | 510.89 | 0 | 0 | 0 | 0 | 0 | 0 | 0 | 0 | 1657.47 | 0 | 189.32 | 89.32 | 0 | 1495.3399 | 4726.5755 | 100 | 6221.9154 | 6221.98 | -0.064551
6014 | 100 | 0 | 517.03 | 0 | 0 | 0 | 0 | 0 | 0 | 0 | 0 | 1657.47 | 0 | 175.92 | 75.92 | 0 | 1495.3399 | 4726.5755 | 100 | 6221.9154 | 6221.98 | -0.064551
6015 | 100 | 0 | 523.17 | 0 | 0 | 0 | 0 | 0 | 0 | 0 | 0 | 1657.47 | 0 | 151.89 | 51.89 | 0 | 1495.3399 | 4726.5755 | 100 | 6221.9154 | 6221.98 | -0.064551
6016 | 100 | 0 | 529.3 | 0 | 0 | 0 | 0 | 0 | 0 | 0 | 0 | 1657.47 | 0 | 115.1 | 15.1 | 0 | 1495.3399 | 4726.5755 | 100 | 6221.9154 | 6221.98 | -0.064551
6017 | 48.12 | 0 | 503.6 | 0 | 0 | 0 | 0 | 0 | 0 | 0 | 0 | 1657.47 | 0 | 48.12 | 0 | 0 | 1495.3399 | 2274.4281 | 48.12 | 3769.7681 | 3770.02 | -0.25194
6018 | 19.53 | 0 | 460.36 | 0 | 0 | 0 | 0 | 0 | 0 | 0 | 0 | 1657.47 | 0 | 19.53 | 0 | 0 | 1495.3399 | 923.1002 | 19.53 | 2418.4401 | 2418.65 | -0.20988
6019 | 19.01 | 0 | 416.79 | 0 | 0 | 0 | 0 | 0 | 0 | 0 | 0 | 1657.47 | 19.01 | 0 | 0 | 0 | 1495.3399 | 0 | 0 | 1495.3399 | 1495.4 | -0.060079
6020 | 19.01 | 0 | 373.23 | 0 | 0 | 0 | 0 | 0 | 0 | 0 | 0 | 1657.47 | 19.01 | 0 | 0 | 0 | 1495.3399 | 0 | 0 | 1495.3399 | 1495.4 | -0.060079
6021 | 19.01 | 0 | 329.66 | 0 | 0 | 0 | 0 | 0 | 0 | 0 | 0 | 1657.47 | 19.01 | 0 | 0 | 0 | 1495.3399 | 0 | 0 | 1495.3399 | 1495.4 | -0.060079
6022 | 100 | 0 | 335.8 | 0 | 0 | 0 | 0 | 0 | 0 | 0 | 0 | 1657.47 | 100 | 0 | 0 | 0 | 1495.3399 | 0 | 0 | 1495.3399 | 1495.4 | -0.060079
6023 | 100 | 0 | 341.94 | 0 | 0 | 0 | 0 | 0 | 0 | 0 | 0 | 1657.47 | 100 | 0 | 0 | 0 | 1495.3399 | 0 | 0 | 1495.3399 | 1495.4 | -0.060079
6024 | 100 | 0 | 348.07 | 0 | 0 | 0 | 0 | 0 | 0 | 0 | 0 | 1657.47 | 100 | 0 | 0 | 0 | 1495.3399 | 0 | 0 | 1495.3399 | 1495.4 | -0.060079
6025 | 100 | 0 | 354.21 | 0 | 0 | 0 | 0 | 0 | 0 | 0 | 0 | 1657.47 | 100 | 0 | 0 | 0 | 1495.3399 | 0 | 0 | 1495.3399 | 1495.4 | -0.060079
6026 | 100 | 0 | 360.35 | 0 | 0 | 0 | 0 | 0 | 0 | 0 | 0 | 1657.47 | 100 | 0 | 0 | 0 | 1495.3399 | 0 | 0 | 1495.3399 | 1495.4 | -0.060079
6027 | 100 | 0 | 366.48 | 0 | 0 | 0 | 0 | 0 | 0 | 0 | 0 | 1657.47 | 100 | 0 | 0 | 0 | 1495.3399 | 0 | 0 | 1495.3399 | 1495.4 | -0.060079
6028 | 100 | 0 | 372.62 | 0 | 0 | 0 | 0 | 0 | 0 | 0 | 0 | 1657.47 | 100 | 0 | 0 | 0 | 1495.3399 | 0 | 0 | 1495.3399 | 1495.4 | -0.060079
6029 | 100 | 0 | 378.75 | 0 | 0 | 0 | 0 | 0 | 0 | 0 | 0 | 1657.47 | 100 | 0 | 0 | 0 | 1495.3399 | 0 | 0 | 1495.3399 | 1495.4 | -0.060079
6030 | 100 | 0 | 384.89 | 0 | 0 | 0 | 0 | 0 | 0 | 0 | 0 | 1657.47 | 100 | 0 | 0 | 0 | 1495.3399 | 0 | 0 | 1495.3399 | 1495.4 | -0.060079
6031 | 100 | 0 | 391.03 | 0 | 0 | 0 | 0 | 0 | 0 | 0 | 0 | 1657.47 | 85.92 | 14.08 | 0 | 0 | 1495.3399 | 665.5018 | 14.08 | 2160.8418 | 2160.76 | 0.081755
6032 | 100 | 0 | 397.16 | 0 | 0 | 0 | 0 | 0 | 0 | 0 | 0 | 1657.47 | 36.65 | 63.35 | 0 | 0 | 1495.3399 | 2994.2856 | 63.35 | 4489.6255 | 4489.88 | -0.25448
6033 | 100 | 0 | 403.3 | 0 | 0 | 0 | 0 | 0 | 0 | 0 | 0 | 1657.47 | 6.73 | 93.27 | 0 | 0 | 1495.3399 | 4408.477 | 93.27 | 5903.8169 | 5903.69 | 0.12692
6034 | 100 | 0 | 409.44 | 0 | 0 | 0 | 0 | 0 | 0 | 0 | 0 | 1657.47 | 0 | 128.99 | 28.99 | 0 | 1495.3399 | 4726.5755 | 100 | 6221.9154 | 6221.98 | -0.064551
6035 | 100 | 0 | 415.57 | 0 | 0 | 0 | 0 | 0 | 0 | 0 | 0 | 1657.47 | 0 | 151.05 | 51.05 | 0 | 1495.3399 | 4726.5755 | 100 | 6221.9154 | 6221.98 | -0.064551
6036 | 100 | 0 | 421.71 | 0 | 0 | 0 | 0 | 0 | 0 | 0 | 0 | 1657.47 | 0 | 160.99 | 60.99 | 0 | 1495.3399 | 4726.5755 | 100 | 6221.9154 | 6221.98 | -0.064551
6037 | 100 | 0 | 427.84 | 0 | 0 | 0 | 0 | 0 | 0 | 0 | 0 | 1657.47 | 0 | 163.75 | 63.75 | 0 | 1495.3399 | 4726.5755 | 100 | 6221.9154 | 6221.98 | -0.064551
6038 | 100 | 0 | 433.98 | 0 | 0 | 0 | 0 | 0 | 0 | 0 | 0 | 1657.47 | 0 | 149.91 | 49.91 | 0 | 1495.3399 | 4726.5755 | 100 | 6221.9154 | 6221.98 | -0.064551
6039 | 100 | 0 | 440.12 | 0 | 0 | 0 | 0 | 0 | 0 | 0 | 0 | 1657.47 | 0 | 128.78 | 28.78 | 0 | 1495.3399 | 4726.5755 | 100 | 6221.9154 | 6221.98 | -0.064551
6040 | 100 | 0 | 446.25 | 0 | 0 | 0 | 0 | 0 | 0 | 0 | 0 | 1657.47 | 2.38 | 97.62 | 0 | 0 | 1495.3399 | 4614.083 | 97.62 | 6109.423 | 6109.49 | -0.067049
6041 | 100 | 0 | 452.39 | 0 | 0 | 0 | 0 | 0 | 0 | 0 | 0 | 1657.47 | 33.18 | 66.82 | 0 | 0 | 1495.3399 | 3158.2978 | 66.82 | 4653.6377 | 4653.7 | -0.062311
6042 | 100 | 0 | 458.53 | 0 | 0 | 0 | 0 | 0 | 0 | 0 | 0 | 1657.47 | 81.1 | 18.9 | 0 | 0 | 1495.3399 | 893.3228 | 18.9 | 2388.6627 | 2388.92 | -0.2573
6043 | 100 | 0 | 464.66 | 0 | 0 | 0 | 0 | 0 | 0 | 0 | 0 | 1657.47 | 100 | 0 | 0 | 0 | 1495.3399 | 0 | 0 | 1495.3399 | 1495.4 | -0.060079
6044 | 100 | 0 | 470.8 | 0 | 0 | 0 | 0 | 0 | 0 | 0 | 0 | 1657.47 | 100 | 0 | 0 | 0 | 1495.3399 | 0 | 0 | 1495.3399 | 1495.4 | -0.060079
6045 | 100 | 0 | 476.93 | 0 | 0 | 0 | 0 | 0 | 0 | 0 | 0 | 1657.47 | 100 | 0 | 0 | 0 | 1495.3399 | 0 | 0 | 1495.3399 | 1495.4 | -0.060079
6046 | 100 | 0 | 483.07 | 0 | 0 | 0 | 0 | 0 | 0 | 0 | 0 | 1657.47 | 100 | 0 | 0 | 0 | 1495.3399 | 0 | 0 | 1495.3399 | 1495.4 | -0.060079
6047 | 100 | 0 | 489.21 | 0 | 0 | 0 | 0 | 0 | 0 | 0 | 0 | 1657.47 | 100 | 0 | 0 | 0 | 1495.3399 | 0 | 0 | 1495.3399 | 1495.4 | -0.060079
6048 | 100 | 0 | 495.34 | 0 | 0 | 0 | 0 | 0 | 0 | 0 | 0 | 1657.47 | 100 | 0 | 0 | 0 | 1495.3399 | 0 | 0 | 1495.3399 | 1495.4 | -0.060079
6049 | 100 | 0 | 501.48 | 0 | 0 | 0 | 0 | 0 | 0 | 0 | 0 | 1657.47 | 100 | 0 | 0 | 0 | 1495.3399 | 0 | 0 | 1495.3399 | 1495.4 | -0.060079
6050 | 100 | 0 | 507.62 | 0 | 0 | 0 | 0 | 0 | 0 | 0 | 0 | 1657.47 | 100 | 0 | 0 | 0 | 1495.3399 | 0 | 0 | 1495.3399 | 1495.4 | -0.060079
6051 | 100 | 0 | 513.75 | 0 | 0 | 0 | 0 | 0 | 0 | 0 | 0 | 1657.47 | 100 | 0 | 0 | 0 | 1495.3399 | 0 | 0 | 1495.3399 | 1495.4 | -0.060079
6052 | 100 | 0 | 519.89 | 0 | 0 | 0 | 0 | 0 | 0 | 0 | 0 | 1657.47 | 100 | 0 | 0 | 0 | 1495.3399 | 0 | 0 | 1495.3399 | 1495.4 | -0.060079
6053 | 100 | 0 | 526.02 | 0 | 0 | 0 | 0 | 0 | 0 | 0 | 0 | 1657.47 | 100 | 0 | 0 | 0 | 1495.3399 | 0 | 0 | 1495.3399 | 1495.4 | -0.060079
6054 | 100 | 0 | 532.16 | 0 | 0 | 0 | 0 | 0 | 0 | 0 | 0 | 1657.47 | 100 | 0 | 0 | 0 | 1495.3399 | 0 | 0 | 1495.3399 | 1495.4 | -0.060079
6055 | 100 | 0 | 538.3 | 0 | 0 | 0 | 0 | 0 | 0 | 0 | 0 | 1657.47 | 86.47 | 13.53 | 0 | 0 | 1495.3399 | 639.5057 | 13.53 | 2134.8456 | 2135.14 | -0.29441
6056 | 100 | 0 | 544.43 | 0 | 0 | 0 | 0 | 0 | 0 | 0 | 0 | 1657.47 | 37.61 | 62.39 | 0 | 0 | 1495.3399 | 2948.9105 | 62.39 | 4444.2504 | 4444.31 | -0.059607
6057 | 100 | 0 | 550.57 | 0 | 0 | 0 | 0 | 0 | 0 | 0 | 0 | 1657.47 | 12.67 | 87.33 | 0 | 0 | 1495.3399 | 4127.7184 | 87.33 | 5623.0583 | 5623.03 | 0.02833
6058 | 100 | 0 | 556.71 | 0 | 0 | 0 | 0 | 0 | 0 | 0 | 0 | 1657.47 | 0 | 127.06 | 27.06 | 0 | 1495.3399 | 4726.5755 | 100 | 6221.9154 | 6221.98 | -0.064551
6059 | 100 | 0 | 562.84 | 0 | 0 | 0 | 0 | 0 | 0 | 0 | 0 | 1657.47 | 0 | 172.71 | 72.71 | 0 | 1495.3399 | 4726.5755 | 100 | 6221.9154 | 6221.98 | -0.064551
6060 | 100 | 0 | 568.98 | 0 | 0 | 0 | 0 | 0 | 0 | 0 | 0 | 1657.47 | 0 | 183.54 | 83.54 | 0 | 1495.3399 | 4726.5755 | 100 | 6221.9154 | 6221.98 | -0.064551
6061 | 100 | 0 | 575.11 | 0 | 0 | 0 | 0 | 0 | 0 | 0 | 0 | 1657.47 | 0 | 184.38 | 84.38 | 0 | 1495.3399 | 4726.5755 | 100 | 6221.9154 | 6221.98 | -0.064551
6062 | 100 | 0 | 581.25 | 0 | 0 | 0 | 0 | 0 | 0 | 0 | 0 | 1657.47 | 0 | 172.37 | 72.37 | 0 | 1495.3399 | 4726.5755 | 100 | 6221.9154 | 6221.98 | -0.064551
6063 | 100 | 0 | 587.39 | 0 | 0 | 0 | 0 | 0 | 0 | 0 | 0 | 1657.47 | 0 | 148.63 | 48.63 | 0 | 1495.3399 | 4726.5755 | 100 | 6221.9154 | 6221.98 | -0.064551
6064 | 100 | 0 | 593.52 | 0 | 0 | 0 | 0 | 0 | 0 | 0 | 0 | 1657.47 | 0 | 112.75 | 12.75 | 0 | 1495.3399 | 4726.5755 | 100 | 6221.9154 | 6221.98 | -0.064551
6065 | 100 | 0 | 599.66 | 0 | 0 | 0 | 0 | 0 | 0 | 0 | 0 | 1657.47 | 34.78 | 65.22 | 0 | 0 | 1495.3399 | 3082.6726 | 65.22 | 4578.0125 | 4577.89 | 0.12248
6066 | 100 | 0 | 605.8 | 0 | 0 | 0 | 0 | 0 | 0 | 0 | 0 | 1657.47 | 82.09 | 17.91 | 0 | 0 | 1495.3399 | 846.5297 | 17.91 | 2341.8696 | 2341.92 | -0.050402
6067 | 100 | 0 | 611.93 | 0 | 0 | 0 | 0 | 0 | 0 | 0 | 0 | 1657.47 | 100 | 0 | 0 | 0 | 1495.3399 | 0 | 0 | 1495.3399 | 1495.4 | -0.060079
6068 | 100 | 0 | 618.07 | 0 | 0 | 0 | 0 | 0 | 0 | 0 | 0 | 1657.47 | 100 | 0 | 0 | 0 | 1495.3399 | 0 | 0 | 1495.3399 | 1495.4 | -0.060079
6069 | 100 | 0 | 624.2 | 0 | 0 | 0 | 0 | 0 | 0 | 0 | 0 | 1657.47 | 100 | 0 | 0 | 0 | 1495.3399 | 0 | 0 | 1495.3399 | 1495.4 | -0.060079
6070 | 100 | 0 | 630.34 | 0 | 0 | 0 | 0 | 0 | 0 | 0 | 0 | 1657.47 | 100 | 0 | 0 | 0 | 1495.3399 | 0 | 0 | 1495.3399 | 1495.4 | -0.060079
6071 | 100 | 0 | 636.48 | 0 | 0 | 0 | 0 | 0 | 0 | 0 | 0 | 1657.47 | 100 | 0 | 0 | 0 | 1495.3399 | 0 | 0 | 1495.3399 | 1495.4 | -0.060079
6072 | 100 | 0 | 642.61 | 0 | 0 | 0 | 0 | 0 | 0 | 0 | 0 | 1657.47 | 100 | 0 | 0 | 0 | 1495.3399 | 0 | 0 | 1495.3399 | 1495.4 | -0.060079
6073 | 100 | 0 | 648.75 | 0 | 0 | 0 | 0 | 0 | 0 | 0 | 0 | 1657.47 | 100 | 0 | 0 | 0 | 1495.3399 | 0 | 0 | 1495.3399 | 1495.4 | -0.060079
6074 | 100 | 0 | 654.89 | 0 | 0 | 0 | 0 | 0 | 0 | 0 | 0 | 1657.47 | 100 | 0 | 0 | 0 | 1495.3399 | 0 | 0 | 1495.3399 | 1495.4 | -0.060079
6075 | 100 | 0 | 661.02 | 0 | 0 | 0 | 0 | 0 | 0 | 0 | 0 | 1657.47 | 100 | 0 | 0 | 0 | 1495.3399 | 0 | 0 | 1495.3399 | 1495.4 | -0.060079
6076 | 100 | 0 | 667.16 | 0 | 0 | 0 | 0 | 0 | 0 | 0 | 0 | 1657.47 | 100 | 0 | 0 | 0 | 1495.3399 | 0 | 0 | 1495.3399 | 1495.4 | -0.060079
6077 | 100 | 0 | 673.29 | 0 | 0 | 0 | 0 | 0 | 0 | 0 | 0 | 1657.47 | 100 | 0 | 0 | 0 | 1495.3399 | 0 | 0 | 1495.3399 | 1495.4 | -0.060079
6078 | 100 | 0 | 679.43 | 0 | 0 | 0 | 0 | 0 | 0 | 0 | 0 | 1657.47 | 100 | 0 | 0 | 0 | 1495.3399 | 0 | 0 | 1495.3399 | 1495.4 | -0.060079
6079 | 100 | 0 | 685.57 | 0 | 0 | 0 | 0 | 0 | 0 | 0 | 0 | 1657.47 | 86.8 | 13.2 | 0 | 0 | 1495.3399 | 623.908 | 13.2 | 2119.2479 | 2119.19 | 0.05789
6080 | 100 | 0 | 691.7 | 0 | 0 | 0 | 0 | 0 | 0 | 0 | 0 | 1657.47 | 40.63 | 59.37 | 0 | 0 | 1495.3399 | 2806.1679 | 59.37 | 4301.5078 | 4301.48 | 0.027812
6081 | 100 | 0 | 697.84 | 0 | 0 | 0 | 0 | 0 | 0 | 0 | 0 | 1657.47 | 13.15 | 86.85 | 0 | 0 | 1495.3399 | 4105.0308 | 86.85 | 5600.3708 | 5600.43 | -0.059233
6082 | 100 | 0 | 703.98 | 0 | 0 | 0 | 0 | 0 | 0 | 0 | 0 | 1657.47 | 0 | 128.7 | 28.7 | 0 | 1495.3399 | 4726.5755 | 100 | 6221.9154 | 6221.98 | -0.064551
6083 | 100 | 0 | 710.11 | 0 | 0 | 0 | 0 | 0 | 0 | 0 | 0 | 1657.47 | 0 | 154.9 | 54.9 | 0 | 1495.3399 | 4726.5755 | 100 | 6221.9154 | 6221.98 | -0.064551
6084 | 100 | 0 | 716.25 | 0 | 0 | 0 | 0 | 0 | 0 | 0 | 0 | 1657.47 | 0 | 166.81 | 66.81 | 0 | 1495.3399 | 4726.5755 | 100 | 6221.9154 | 6221.98 | -0.064551
6085 | 100 | 0 | 722.38 | 0 | 0 | 0 | 0 | 0 | 0 | 0 | 0 | 1657.47 | 0 | 166.89 | 66.89 | 0 | 1495.3399 | 4726.5755 | 100 | 6221.9154 | 6221.98 | -0.064551
6086 | 100 | 0 | 728.52 | 0 | 0 | 0 | 0 | 0 | 0 | 0 | 0 | 1657.47 | 0 | 182.78 | 82.78 | 0 | 1495.3399 | 4726.5755 | 100 | 6221.9154 | 6221.98 | -0.064551
6087 | 100 | 0 | 734.66 | 0 | 0 | 0 | 0 | 0 | 0 | 0 | 0 | 1657.47 | 0 | 156.53 | 56.53 | 0 | 1495.3399 | 4726.5755 | 100 | 6221.9154 | 6221.98 | -0.064551
6088 | 100 | 0 | 740.79 | 0 | 0 | 0 | 0 | 0 | 0 | 0 | 0 | 1657.47 | 0 | 118.25 | 18.25 | 0 | 1495.3399 | 4726.5755 | 100 | 6221.9154 | 6221.98 | -0.064551
6089 | 68.34 | 0 | 727.5 | 0 | 0 | 0 | 0 | 0 | 0 | 0 | 0 | 1657.47 | 0 | 68.34 | 0 | 0 | 1495.3399 | 3230.1417 | 68.34 | 4725.4816 | 4725.45 | 0.031637
6090 | 18.6 | 0 | 683.68 | 0 | 0 | 0 | 0 | 0 | 0 | 0 | 0 | 1657.47 | 0 | 18.6 | 0 | 0 | 1495.3399 | 879.143 | 18.6 | 2374.483 | 2374.54 | -0.057031
6091 | 19.01 | 0 | 640.12 | 0 | 0 | 0 | 0 | 0 | 0 | 0 | 0 | 1657.47 | 19.01 | 0 | 0 | 0 | 1495.3399 | 0 | 0 | 1495.3399 | 1495.4 | -0.060079
6092 | 19.01 | 0 | 596.55 | 0 | 0 | 0 | 0 | 0 | 0 | 0 | 0 | 1657.47 | 19.01 | 0 | 0 | 0 | 1495.3399 | 0 | 0 | 1495.3399 | 1495.4 | -0.060079
6093 | 19.01 | 0 | 552.99 | 0 | 0 | 0 | 0 | 0 | 0 | 0 | 0 | 1657.47 | 19.01 | 0 | 0 | 0 | 1495.3399 | 0 | 0 | 1495.3399 | 1495.4 | -0.060079
6094 | 100 | 0 | 559.12 | 0 | 0 | 0 | 0 | 0 | 0 | 0 | 0 | 1657.47 | 100 | 0 | 0 | 0 | 1495.3399 | 0 | 0 | 1495.3399 | 1495.4 | -0.060079
6095 | 100 | 0 | 565.26 | 0 | 0 | 0 | 0 | 0 | 0 | 0 | 0 | 1657.47 | 100 | 0 | 0 | 0 | 1495.3399 | 0 | 0 | 1495.3399 | 1495.4 | -0.060079
6096 | 100 | 0 | 571.4 | 0 | 0 | 0 | 0 | 0 | 0 | 0 | 0 | 1657.47 | 100 | 0 | 0 | 0 | 1495.3399 | 0 | 0 | 1495.3399 | 1495.4 | -0.060079
6097 | 100 | 0 | 577.53 | 0 | 0 | 0 | 0 | 0 | 0 | 0 | 0 | 1657.47 | 100 | 0 | 0 | 0 | 1495.3399 | 0 | 0 | 1495.3399 | 1495.4 | -0.060079
6098 | 100 | 0 | 583.67 | 0 | 0 | 0 | 0 | 0 | 0 | 0 | 0 | 1657.47 | 100 | 0 | 0 | 0 | 1495.3399 | 0 | 0 | 1495.3399 | 1495.4 | -0.060079
6099 | 100 | 0 | 589.81 | 0 | 0 | 0 | 0 | 0 | 0 | 0 | 0 | 1657.47 | 100 | 0 | 0 | 0 | 1495.3399 | 0 | 0 | 1495.3399 | 1495.4 | -0.060079
6100 | 100 | 0 | 595.94 | 0 | 0 | 0 | 0 | 0 | 0 | 0 | 0 | 1657.47 | 100 | 0 | 0 | 0 | 1495.3399 | 0 | 0 | 1495.3399 | 1495.4 | -0.060079
6101 | 100 | 0 | 602.08 | 0 | 0 | 0 | 0 | 0 | 0 | 0 | 0 | 1657.47 | 100 | 0 | 0 | 0 | 1495.3399 | 0 | 0 | 1495.3399 | 1495.4 | -0.060079
6102 | 100 | 0 | 608.21 | 0 | 0 | 0 | 0 | 0 | 0 | 0 | 0 | 1657.47 | 100 | 0 | 0 | 0 | 1495.3399 | 0 | 0 | 1495.3399 | 1495.4 | -0.060079
6103 | 100 | 0 | 614.35 | 0 | 0 | 0 | 0 | 0 | 0 | 0 | 0 | 1657.47 | 85.87 | 14.13 | 0 | 0 | 1495.3399 | 667.8651 | 14.13 | 2163.205 | 2163.11 | 0.095043
6104 | 100 | 0 | 620.49 | 0 | 0 | 0 | 0 | 0 | 0 | 0 | 0 | 1657.47 | 35.84 | 64.16 | 0 | 0 | 1495.3399 | 3032.5709 | 64.16 | 4527.9108 | 4527.88 | 0.03078
6105 | 100 | 0 | 626.62 | 0 | 0 | 0 | 0 | 0 | 0 | 0 | 0 | 1657.47 | 7.3 | 92.7 | 0 | 0 | 1495.3399 | 4381.5355 | 92.7 | 5876.8754 | 5876.75 | 0.12544
6106 | 100 | 0 | 632.76 | 0 | 0 | 0 | 0 | 0 | 0 | 0 | 0 | 1657.47 | 0 | 125.06 | 25.06 | 0 | 1495.3399 | 4726.5755 | 100 | 6221.9154 | 6221.98 | -0.064551
6107 | 100 | 0 | 638.9 | 0 | 0 | 0 | 0 | 0 | 0 | 0 | 0 | 1657.47 | 0 | 168.18 | 68.18 | 0 | 1495.3399 | 4726.5755 | 100 | 6221.9154 | 6221.98 | -0.064551
6108 | 100 | 0 | 645.03 | 0 | 0 | 0 | 0 | 0 | 0 | 0 | 0 | 1657.47 | 0 | 180.05 | 80.05 | 0 | 1495.3399 | 4726.5755 | 100 | 6221.9154 | 6221.98 | -0.064551
6109 | 100 | 0 | 651.17 | 0 | 0 | 0 | 0 | 0 | 0 | 0 | 0 | 1657.47 | 0 | 181.01 | 81.01 | 0 | 1495.3399 | 4726.5755 | 100 | 6221.9154 | 6221.98 | -0.064551
6110 | 100 | 0 | 657.3 | 0 | 0 | 0 | 0 | 0 | 0 | 0 | 0 | 1657.47 | 0 | 191.83 | 91.83 | 0 | 1495.3399 | 4726.5755 | 100 | 6221.9154 | 6221.98 | -0.064551
6111 | 100 | 0 | 663.44 | 0 | 0 | 0 | 0 | 0 | 0 | 0 | 0 | 1657.47 | 0 | 167.28 | 67.28 | 0 | 1495.3399 | 4726.5755 | 100 | 6221.9154 | 6221.98 | -0.064551
6112 | 100 | 0 | 669.58 | 0 | 0 | 0 | 0 | 0 | 0 | 0 | 0 | 1657.47 | 0 | 126.66 | 26.66 | 0 | 1495.3399 | 4726.5755 | 100 | 6221.9154 | 6221.98 | -0.064551
6113 | 72.97 | 0 | 659.12 | 0 | 0 | 0 | 0 | 0 | 0 | 0 | 0 | 1657.47 | 0 | 72.97 | 0 | 0 | 1495.3399 | 3448.9822 | 72.97 | 4944.3221 | 4944.2 | 0.12208
6114 | 19.07 | 0 | 615.59 | 0 | 0 | 0 | 0 | 0 | 0 | 0 | 0 | 1657.47 | 0 | 19.07 | 0 | 0 | 1495.3399 | 901.358 | 19.07 | 2396.6979 | 2396.6 | 0.097874
6115 | 19.01 | 0 | 572.03 | 0 | 0 | 0 | 0 | 0 | 0 | 0 | 0 | 1657.47 | 19.01 | 0 | 0 | 0 | 1495.3399 | 0 | 0 | 1495.3399 | 1495.4 | -0.060079
6116 | 19.01 | 0 | 528.46 | 0 | 0 | 0 | 0 | 0 | 0 | 0 | 0 | 1657.47 | 19.01 | 0 | 0 | 0 | 1495.3399 | 0 | 0 | 1495.3399 | 1495.4 | -0.060079
6117 | 19.01 | 0 | 484.9 | 0 | 0 | 0 | 0 | 0 | 0 | 0 | 0 | 1657.47 | 19.01 | 0 | 0 | 0 | 1495.3399 | 0 | 0 | 1495.3399 | 1495.4 | -0.060079
6118 | 100 | 0 | 491.03 | 0 | 0 | 0 | 0 | 0 | 0 | 0 | 0 | 1657.47 | 100 | 0 | 0 | 0 | 1495.3399 | 0 | 0 | 1495.3399 | 1495.4 | -0.060079
6119 | 100 | 0 | 497.17 | 0 | 0 | 0 | 0 | 0 | 0 | 0 | 0 | 1657.47 | 100 | 0 | 0 | 0 | 1495.3399 | 0 | 0 | 1495.3399 | 1495.4 | -0.060079
6120 | 100 | 0 | 503.31 | 0 | 0 | 0 | 0 | 0 | 0 | 0 | 0 | 1657.47 | 100 | 0 | 0 | 0 | 1495.3399 | 0 | 0 | 1495.3399 | 1495.4 | -0.060079
6121 | 100 | 0 | 509.44 | 0 | 0 | 0 | 0 | 0 | 0 | 0 | 0 | 1657.47 | 100 | 0 | 0 | 0 | 1495.3399 | 0 | 0 | 1495.3399 | 1495.4 | -0.060079
6122 | 100 | 0 | 515.58 | 0 | 0 | 0 | 0 | 0 | 0 | 0 | 0 | 1657.47 | 100 | 0 | 0 | 0 | 1495.3399 | 0 | 0 | 1495.3399 | 1495.4 | -0.060079
6123 | 100 | 0 | 521.72 | 0 | 0 | 0 | 0 | 0 | 0 | 0 | 0 | 1657.47 | 100 | 0 | 0 | 0 | 1495.3399 | 0 | 0 | 1495.3399 | 1495.4 | -0.060079
6124 | 100 | 0 | 527.85 | 0 | 0 | 0 | 0 | 0 | 0 | 0 | 0 | 1657.47 | 100 | 0 | 0 | 0 | 1495.3399 | 0 | 0 | 1495.3399 | 1495.4 | -0.060079
6125 | 100 | 0 | 533.99 | 0 | 0 | 0 | 0 | 0 | 0 | 0 | 0 | 1657.47 | 100 | 0 | 0 | 0 | 1495.3399 | 0 | 0 | 1495.3399 | 1495.4 | -0.060079
6126 | 100 | 0 | 540.12 | 0 | 0 | 0 | 0 | 0 | 0 | 0 | 0 | 1657.47 | 100 | 0 | 0 | 0 | 1495.3399 | 0 | 0 | 1495.3399 | 1495.4 | -0.060079
6127 | 100 | 0 | 546.26 | 0 | 0 | 0 | 0 | 0 | 0 | 0 | 0 | 1657.47 | 86.47 | 13.53 | 0 | 0 | 1495.3399 | 639.5057 | 13.53 | 2134.8456 | 2134.7 | 0.14559
6128 | 100 | 0 | 552.4 | 0 | 0 | 0 | 0 | 0 | 0 | 0 | 0 | 1657.47 | 38.37 | 61.63 | 0 | 0 | 1495.3399 | 2912.9885 | 61.63 | 4408.3284 | 4408.2 | 0.12842
6129 | 100 | 0 | 558.53 | 0 | 0 | 0 | 0 | 0 | 0 | 0 | 0 | 1657.47 | 11.11 | 88.89 | 0 | 0 | 1495.3399 | 4201.453 | 88.89 | 5696.7929 | 5696.86 | -0.067092
6130 | 100 | 0 | 564.67 | 0 | 0 | 0 | 0 | 0 | 0 | 0 | 0 | 1657.47 | 0 | 125.54 | 25.54 | 0 | 1495.3399 | 4726.5755 | 100 | 6221.9154 | 6221.98 | -0.064551
6131 | 100 | 0 | 570.81 | 0 | 0 | 0 | 0 | 0 | 0 | 0 | 0 | 1657.47 | 0 | 162.19 | 62.19 | 0 | 1495.3399 | 4726.5755 | 100 | 6221.9154 | 6221.98 | -0.064551
6132 | 100 | 0 | 576.94 | 0 | 0 | 0 | 0 | 0 | 0 | 0 | 0 | 1657.47 | 0 | 200 | 100 | 0 | 1495.3399 | 4726.5755 | 100 | 6221.9154 | 6221.98 | -0.064551
6133 | 100 | 0 | 583.08 | 0 | 0 | 0 | 0 | 0 | 0 | 0 | 0 | 1657.47 | 0 | 200 | 100 | 0 | 1495.3399 | 4726.5755 | 100 | 6221.9154 | 6221.98 | -0.064551
6134 | 100 | 0 | 589.21 | 0 | 0 | 0 | 0 | 0 | 0 | 0 | 0 | 1657.47 | 0 | 192.77 | 92.77 | 0 | 1495.3399 | 4726.5755 | 100 | 6221.9154 | 6221.98 | -0.064551
6135 | 100 | 0 | 595.35 | 0 | 0 | 0 | 0 | 0 | 0 | 0 | 0 | 1657.47 | 0 | 165.35 | 65.35 | 0 | 1495.3399 | 4726.5755 | 100 | 6221.9154 | 6221.98 | -0.064551
6136 | 100 | 0 | 601.49 | 0 | 0 | 0 | 0 | 0 | 0 | 0 | 0 | 1657.47 | 0 | 122.98 | 22.98 | 0 | 1495.3399 | 4726.5755 | 100 | 6221.9154 | 6221.98 | -0.064551
6137 | 69.51 | 0 | 588.91 | 0 | 0 | 0 | 0 | 0 | 0 | 0 | 0 | 1657.47 | 0 | 69.51 | 0 | 0 | 1495.3399 | 3285.4426 | 69.51 | 4780.7826 | 4780.94 | -0.15743
6138 | 17.53 | 0 | 544.44 | 0 | 0 | 0 | 0 | 0 | 0 | 0 | 0 | 1657.47 | 0 | 17.53 | 0 | 0 | 1495.3399 | 828.5687 | 17.53 | 2323.9086 | 2324.13 | -0.22139
6139 | 19.01 | 0 | 500.88 | 0 | 0 | 0 | 0 | 0 | 0 | 0 | 0 | 1657.47 | 19.01 | 0 | 0 | 0 | 1495.3399 | 0 | 0 | 1495.3399 | 1495.4 | -0.060079
6140 | 19.01 | 0 | 457.31 | 0 | 0 | 0 | 0 | 0 | 0 | 0 | 0 | 1657.47 | 19.01 | 0 | 0 | 0 | 1495.3399 | 0 | 0 | 1495.3399 | 1495.4 | -0.060079
6141 | 19.01 | 0 | 413.75 | 0 | 0 | 0 | 0 | 0 | 0 | 0 | 0 | 1657.47 | 19.01 | 0 | 0 | 0 | 1495.3399 | 0 | 0 | 1495.3399 | 1495.4 | -0.060079
6142 | 100 | 0 | 419.88 | 0 | 0 | 0 | 0 | 0 | 0 | 0 | 0 | 1657.47 | 100 | 0 | 0 | 0 | 1495.3399 | 0 | 0 | 1495.3399 | 1495.4 | -0.060079
6143 | 100 | 0 | 426.02 | 0 | 0 | 0 | 0 | 0 | 0 | 0 | 0 | 1657.47 | 100 | 0 | 0 | 0 | 1495.3399 | 0 | 0 | 1495.3399 | 1495.4 | -0.060079
6144 | 100 | 0 | 432.16 | 0 | 0 | 0 | 0 | 0 | 0 | 0 | 0 | 1657.47 | 100 | 0 | 0 | 0 | 1495.3399 | 0 | 0 | 1495.3399 | 1495.4 | -0.060079
6145 | 100 | 0 | 438.29 | 0 | 0 | 0 | 0 | 0 | 0 | 0 | 0 | 1657.47 | 100 | 0 | 0 | 0 | 1495.3399 | 0 | 0 | 1495.3399 | 1495.4 | -0.060079
6146 | 100 | 0 | 444.43 | 0 | 0 | 0 | 0 | 0 | 0 | 0 | 0 | 1657.47 | 100 | 0 | 0 | 0 | 1495.3399 | 0 | 0 | 1495.3399 | 1495.4 | -0.060079
6147 | 100 | 0 | 450.56 | 0 | 0 | 0 | 0 | 0 | 0 | 0 | 0 | 1657.47 | 100 | 0 | 0 | 0 | 1495.3399 | 0 | 0 | 1495.3399 | 1495.4 | -0.060079
6148 | 100 | 0 | 456.7 | 0 | 0 | 0 | 0 | 0 | 0 | 0 | 0 | 1657.47 | 100 | 0 | 0 | 0 | 1495.3399 | 0 | 0 | 1495.3399 | 1495.4 | -0.060079
6149 | 100 | 0 | 462.84 | 0 | 0 | 0 | 0 | 0 | 0 | 0 | 0 | 1657.47 | 100 | 0 | 0 | 0 | 1495.3399 | 0 | 0 | 1495.3399 | 1495.4 | -0.060079
6150 | 100 | 0 | 468.97 | 0 | 0 | 0 | 0 | 0 | 0 | 0 | 0 | 1657.47 | 100 | 0 | 0 | 0 | 1495.3399 | 0 | 0 | 1495.3399 | 1495.4 | -0.060079
6151 | 100 | 0 | 475.11 | 0 | 0 | 0 | 0 | 0 | 0 | 0 | 0 | 1657.47 | 86.99 | 13.01 | 0 | 0 | 1495.3399 | 614.9275 | 13.01 | 2110.2674 | 2110.26 | 0.0073969
6152 | 100 | 0 | 481.25 | 0 | 0 | 0 | 0 | 0 | 0 | 0 | 0 | 1657.47 | 38.16 | 61.84 | 0 | 0 | 1495.3399 | 2922.9143 | 61.84 | 4418.2542 | 4418.22 | 0.034227
6153 | 100 | 0 | 487.38 | 0 | 0 | 0 | 0 | 0 | 0 | 0 | 0 | 1657.47 | 13.37 | 86.63 | 0 | 0 | 1495.3399 | 4094.6324 | 86.63 | 5589.9723 | 5590.04 | -0.067699
6154 | 100 | 0 | 493.52 | 0 | 0 | 0 | 0 | 0 | 0 | 0 | 0 | 1657.47 | 0 | 119.33 | 19.33 | 0 | 1495.3399 | 4726.5755 | 100 | 6221.9154 | 6221.98 | -0.064551
6155 | 100 | 0 | 499.65 | 0 | 0 | 0 | 0 | 0 | 0 | 0 | 0 | 1657.47 | 0 | 146.42 | 46.42 | 0 | 1495.3399 | 4726.5755 | 100 | 6221.9154 | 6221.98 | -0.064551
6156 | 100 | 0 | 505.79 | 0 | 0 | 0 | 0 | 0 | 0 | 0 | 0 | 1657.47 | 0 | 157.82 | 57.82 | 0 | 1495.3399 | 4726.5755 | 100 | 6221.9154 | 6221.98 | -0.064551
6157 | 100 | 0 | 511.93 | 0 | 0 | 0 | 0 | 0 | 0 | 0 | 0 | 1657.47 | 0 | 158.02 | 58.02 | 0 | 1495.3399 | 4726.5755 | 100 | 6221.9154 | 6221.98 | -0.064551
6158 | 100 | 0 | 518.06 | 0 | 0 | 0 | 0 | 0 | 0 | 0 | 0 | 1657.47 | 0 | 182.69 | 82.69 | 0 | 1495.3399 | 4726.5755 | 100 | 6221.9154 | 6221.98 | -0.064551
6159 | 100 | 0 | 524.2 | 0 | 0 | 0 | 0 | 0 | 0 | 0 | 0 | 1657.47 | 0 | 156.02 | 56.02 | 0 | 1495.3399 | 4726.5755 | 100 | 6221.9154 | 6221.98 | -0.064551
6160 | 100 | 0 | 530.34 | 0 | 0 | 0 | 0 | 0 | 0 | 0 | 0 | 1657.47 | 0 | 117.97 | 17.97 | 0 | 1495.3399 | 4726.5755 | 100 | 6221.9154 | 6221.98 | -0.064551
6161 | 66.7 | 0 | 516.04 | 0 | 0 | 0 | 0 | 0 | 0 | 0 | 0 | 1657.47 | 0 | 66.7 | 0 | 0 | 1495.3399 | 3152.6259 | 66.7 | 4647.9658 | 4648.03 | -0.064202
6162 | 16.51 | 0 | 470.94 | 0 | 0 | 0 | 0 | 0 | 0 | 0 | 0 | 1657.47 | 0 | 16.51 | 0 | 0 | 1495.3399 | 780.3576 | 16.51 | 2275.6975 | 2275.93 | -0.23246
6163 | 19.01 | 0 | 427.37 | 0 | 0 | 0 | 0 | 0 | 0 | 0 | 0 | 1657.47 | 19.01 | 0 | 0 | 0 | 1495.3399 | 0 | 0 | 1495.3399 | 1495.4 | -0.060079
6164 | 19.01 | 0 | 383.81 | 0 | 0 | 0 | 0 | 0 | 0 | 0 | 0 | 1657.47 | 19.01 | 0 | 0 | 0 | 1495.3399 | 0 | 0 | 1495.3399 | 1495.4 | -0.060079
6165 | 19.01 | 0 | 340.24 | 0 | 0 | 0 | 0 | 0 | 0 | 0 | 0 | 1657.47 | 19.01 | 0 | 0 | 0 | 1495.3399 | 0 | 0 | 1495.3399 | 1495.4 | -0.060079
6166 | 100 | 0 | 346.38 | 0 | 0 | 0 | 0 | 0 | 0 | 0 | 0 | 1657.47 | 100 | 0 | 0 | 0 | 1495.3399 | 0 | 0 | 1495.3399 | 1495.4 | -0.060079
6167 | 100 | 0 | 352.52 | 0 | 0 | 0 | 0 | 0 | 0 | 0 | 0 | 1657.47 | 100 | 0 | 0 | 0 | 1495.3399 | 0 | 0 | 1495.3399 | 1495.4 | -0.060079
6168 | 100 | 0 | 358.65 | 0 | 0 | 0 | 0 | 0 | 0 | 0 | 0 | 1657.47 | 100 | 0 | 0 | 0 | 1495.3399 | 0 | 0 | 1495.3399 | 1495.4 | -0.060079
6169 | 100 | 0 | 364.79 | 0 | 0 | 0 | 0 | 0 | 0 | 0 | 0 | 1657.47 | 100 | 0 | 0 | 0 | 1495.3399 | 0 | 0 | 1495.3399 | 1495.4 | -0.060079
6170 | 100 | 0 | 370.93 | 0 | 0 | 0 | 0 | 0 | 0 | 0 | 0 | 1657.47 | 100 | 0 | 0 | 0 | 1495.3399 | 0 | 0 | 1495.3399 | 1495.4 | -0.060079
6171 | 100 | 0 | 377.06 | 0 | 0 | 0 | 0 | 0 | 0 | 0 | 0 | 1657.47 | 100 | 0 | 0 | 0 | 1495.3399 | 0 | 0 | 1495.3399 | 1495.4 | -0.060079
6172 | 100 | 0 | 383.2 | 0 | 0 | 0 | 0 | 0 | 0 | 0 | 0 | 1657.47 | 100 | 0 | 0 | 0 | 1495.3399 | 0 | 0 | 1495.3399 | 1495.4 | -0.060079
6173 | 100 | 0 | 389.33 | 0 | 0 | 0 | 0 | 0 | 0 | 0 | 0 | 1657.47 | 100 | 0 | 0 | 0 | 1495.3399 | 0 | 0 | 1495.3399 | 1495.4 | -0.060079
6174 | 100 | 0 | 395.47 | 0 | 0 | 0 | 0 | 0 | 0 | 0 | 0 | 1657.47 | 100 | 0 | 0 | 0 | 1495.3399 | 0 | 0 | 1495.3399 | 1495.4 | -0.060079
6175 | 100 | 0 | 401.61 | 0 | 0 | 0 | 0 | 0 | 0 | 0 | 0 | 1657.47 | 86.61 | 13.39 | 0 | 0 | 1495.3399 | 632.8885 | 13.39 | 2128.2284 | 2128.1 | 0.12838
6176 | 100 | 0 | 407.74 | 0 | 0 | 0 | 0 | 0 | 0 | 0 | 0 | 1657.47 | 35.39 | 64.61 | 0 | 0 | 1495.3399 | 3053.8404 | 64.61 | 4549.1804 | 4549.05 | 0.13037
6177 | 100 | 0 | 413.88 | 0 | 0 | 0 | 0 | 0 | 0 | 0 | 0 | 1657.47 | 10.39 | 89.61 | 0 | 0 | 1495.3399 | 4235.4843 | 89.61 | 5730.8243 | 5730.89 | -0.065748
6178 | 100 | 0 | 420.02 | 0 | 0 | 0 | 0 | 0 | 0 | 0 | 0 | 1657.47 | 0 | 120.57 | 20.57 | 0 | 1495.3399 | 4726.5755 | 100 | 6221.9154 | 6221.98 | -0.064551
6179 | 100 | 0 | 426.15 | 0 | 0 | 0 | 0 | 0 | 0 | 0 | 0 | 1657.47 | 0 | 138.27 | 38.27 | 0 | 1495.3399 | 4726.5755 | 100 | 6221.9154 | 6221.98 | -0.064551
6180 | 100 | 0 | 432.29 | 0 | 0 | 0 | 0 | 0 | 0 | 0 | 0 | 1657.47 | 0 | 146.42 | 46.42 | 0 | 1495.3399 | 4726.5755 | 100 | 6221.9154 | 6221.98 | -0.064551
6181 | 100 | 0 | 438.42 | 0 | 0 | 0 | 0 | 0 | 0 | 0 | 0 | 1657.47 | 0 | 147.73 | 47.73 | 0 | 1495.3399 | 4726.5755 | 100 | 6221.9154 | 6221.98 | -0.064551
6182 | 100 | 0 | 444.56 | 0 | 0 | 0 | 0 | 0 | 0 | 0 | 0 | 1657.47 | 0 | 172.82 | 72.82 | 0 | 1495.3399 | 4726.5755 | 100 | 6221.9154 | 6221.98 | -0.064551
6183 | 100 | 0 | 450.7 | 0 | 0 | 0 | 0 | 0 | 0 | 0 | 0 | 1657.47 | 0 | 149.35 | 49.35 | 0 | 1495.3399 | 4726.5755 | 100 | 6221.9154 | 6221.98 | -0.064551
6184 | 100 | 0 | 456.83 | 0 | 0 | 0 | 0 | 0 | 0 | 0 | 0 | 1657.47 | 0 | 113.56 | 13.56 | 0 | 1495.3399 | 4726.5755 | 100 | 6221.9154 | 6221.98 | -0.064551
6185 | 64.78 | 0 | 441.36 | 0 | 0 | 0 | 0 | 0 | 0 | 0 | 0 | 1657.47 | 0 | 64.78 | 0 | 0 | 1495.3399 | 3061.8756 | 64.78 | 4557.2155 | 4557.37 | -0.15445
6186 | 15.75 | 0 | 395.79 | 0 | 0 | 0 | 0 | 0 | 0 | 0 | 0 | 1657.47 | 0 | 15.75 | 0 | 0 | 1495.3399 | 744.4356 | 15.75 | 2239.7756 | 2240.05 | -0.27443
6187 | 19.01 | 0 | 352.23 | 0 | 0 | 0 | 0 | 0 | 0 | 0 | 0 | 1657.47 | 19.01 | 0 | 0 | 0 | 1495.3399 | 0 | 0 | 1495.3399 | 1495.4 | -0.060079
6188 | 19.01 | 0 | 308.66 | 0 | 0 | 0 | 0 | 0 | 0 | 0 | 0 | 1657.47 | 19.01 | 0 | 0 | 0 | 1495.3399 | 0 | 0 | 1495.3399 | 1495.4 | -0.060079
6189 | 19.01 | 0 | 265.1 | 0 | 0 | 0 | 0 | 0 | 0 | 0 | 0 | 1657.47 | 19.01 | 0 | 0 | 0 | 1495.3399 | 0 | 0 | 1495.3399 | 1495.4 | -0.060079
6190 | 100 | 0 | 271.24 | 0 | 0 | 0 | 0 | 0 | 0 | 0 | 0 | 1657.47 | 100 | 0 | 0 | 0 | 1495.3399 | 0 | 0 | 1495.3399 | 1495.4 | -0.060079
6191 | 100 | 0 | 277.37 | 0 | 0 | 0 | 0 | 0 | 0 | 0 | 0 | 1657.47 | 100 | 0 | 0 | 0 | 1495.3399 | 0 | 0 | 1495.3399 | 1495.4 | -0.060079
6192 | 100 | 0 | 283.51 | 0 | 0 | 0 | 0 | 0 | 0 | 0 | 0 | 1657.47 | 100 | 0 | 0 | 0 | 1495.3399 | 0 | 0 | 1495.3399 | 1495.4 | -0.060079
6193 | 100 | 0 | 289.64 | 0 | 0 | 0 | 0 | 0 | 0 | 0 | 0 | 1657.47 | 100 | 0 | 0 | 0 | 1495.3399 | 0 | 0 | 1495.3399 | 1495.4 | -0.060079
6194 | 100 | 0 | 295.78 | 0 | 0 | 0 | 0 | 0 | 0 | 0 | 0 | 1657.47 | 100 | 0 | 0 | 0 | 1495.3399 | 0 | 0 | 1495.3399 | 1495.4 | -0.060079
6195 | 100 | 0 | 301.92 | 0 | 0 | 0 | 0 | 0 | 0 | 0 | 0 | 1657.47 | 100 | 0 | 0 | 0 | 1495.3399 | 0 | 0 | 1495.3399 | 1495.4 | -0.060079
6196 | 100 | 0 | 308.05 | 0 | 0 | 0 | 0 | 0 | 0 | 0 | 0 | 1657.47 | 100 | 0 | 0 | 0 | 1495.3399 | 0 | 0 | 1495.3399 | 1495.4 | -0.060079
6197 | 100 | 0 | 314.19 | 0 | 0 | 0 | 0 | 0 | 0 | 0 | 0 | 1657.47 | 100 | 0 | 0 | 0 | 1495.3399 | 0 | 0 | 1495.3399 | 1495.4 | -0.060079
6198 | 100 | 0 | 320.33 | 0 | 0 | 0 | 0 | 0 | 0 | 0 | 0 | 1657.47 | 100 | 0 | 0 | 0 | 1495.3399 | 0 | 0 | 1495.3399 | 1495.4 | -0.060079
6199 | 100 | 0 | 326.46 | 0 | 0 | 0 | 0 | 0 | 0 | 0 | 0 | 1657.47 | 86.78 | 13.22 | 0 | 0 | 1495.3399 | 624.8533 | 13.22 | 2120.1932 | 2120.11 | 0.083205
6200 | 100 | 0 | 332.6 | 0 | 0 | 0 | 0 | 0 | 0 | 0 | 0 | 1657.47 | 35.17 | 64.83 | 0 | 0 | 1495.3399 | 3064.2389 | 64.83 | 4559.5788 | 4559.45 | 0.12884
6201 | 100 | 0 | 338.73 | 0 | 0 | 0 | 0 | 0 | 0 | 0 | 0 | 1657.47 | 8.23 | 91.77 | 0 | 0 | 1495.3399 | 4337.5784 | 91.77 | 5832.9183 | 5832.98 | -0.061717
6202 | 100 | 0 | 344.87 | 0 | 0 | 0 | 0 | 0 | 0 | 0 | 0 | 1657.47 | 0 | 122.33 | 22.33 | 0 | 1495.3399 | 4726.5755 | 100 | 6221.9154 | 6221.98 | -0.064551
6203 | 100 | 0 | 351.01 | 0 | 0 | 0 | 0 | 0 | 0 | 0 | 0 | 1657.47 | 0 | 152.79 | 52.79 | 0 | 1495.3399 | 4726.5755 | 100 | 6221.9154 | 6221.98 | -0.064551
6204 | 100 | 0 | 357.14 | 0 | 0 | 0 | 0 | 0 | 0 | 0 | 0 | 1657.47 | 0 | 158.52 | 58.52 | 0 | 1495.3399 | 4726.5755 | 100 | 6221.9154 | 6221.98 | -0.064551
6205 | 100 | 0 | 363.28 | 0 | 0 | 0 | 0 | 0 | 0 | 0 | 0 | 1657.47 | 0 | 154.45 | 54.45 | 0 | 1495.3399 | 4726.5755 | 100 | 6221.9154 | 6221.98 | -0.064551
6206 | 100 | 0 | 369.42 | 0 | 0 | 0 | 0 | 0 | 0 | 0 | 0 | 1657.47 | 0 | 164.06 | 64.06 | 0 | 1495.3399 | 4726.5755 | 100 | 6221.9154 | 6221.98 | -0.064551
6207 | 100 | 0 | 375.55 | 0 | 0 | 0 | 0 | 0 | 0 | 0 | 0 | 1657.47 | 0 | 142.43 | 42.43 | 0 | 1495.3399 | 4726.5755 | 100 | 6221.9154 | 6221.98 | -0.064551
6208 | 100 | 0 | 381.69 | 0 | 0 | 0 | 0 | 0 | 0 | 0 | 0 | 1657.47 | 0 | 109.57 | 9.57 | 0 | 1495.3399 | 4726.5755 | 100 | 6221.9154 | 6221.98 | -0.064551
6209 | 100 | 0 | 387.82 | 0 | 0 | 0 | 0 | 0 | 0 | 0 | 0 | 1657.47 | 36.76 | 63.24 | 0 | 0 | 1495.3399 | 2989.0864 | 63.24 | 4484.4263 | 4484.68 | -0.25372
6210 | 100 | 0 | 393.96 | 0 | 0 | 0 | 0 | 0 | 0 | 0 | 0 | 1657.47 | 84.71 | 15.29 | 0 | 0 | 1495.3399 | 722.6934 | 15.29 | 2218.0333 | 2218.12 | -0.086681
6211 | 100 | 0 | 400.1 | 0 | 0 | 0 | 0 | 0 | 0 | 0 | 0 | 1657.47 | 100 | 0 | 0 | 0 | 1495.3399 | 0 | 0 | 1495.3399 | 1495.4 | -0.060079
6212 | 100 | 0 | 406.23 | 0 | 0 | 0 | 0 | 0 | 0 | 0 | 0 | 1657.47 | 100 | 0 | 0 | 0 | 1495.3399 | 0 | 0 | 1495.3399 | 1495.4 | -0.060079
6213 | 100 | 0 | 412.37 | 0 | 0 | 0 | 0 | 0 | 0 | 0 | 0 | 1657.47 | 100 | 0 | 0 | 0 | 1495.3399 | 0 | 0 | 1495.3399 | 1495.4 | -0.060079
6214 | 100 | 0 | 418.51 | 0 | 0 | 0 | 0 | 0 | 0 | 0 | 0 | 1657.47 | 100 | 0 | 0 | 0 | 1495.3399 | 0 | 0 | 1495.3399 | 1495.4 | -0.060079
6215 | 100 | 0 | 424.64 | 0 | 0 | 0 | 0 | 0 | 0 | 0 | 0 | 1657.47 | 100 | 0 | 0 | 0 | 1495.3399 | 0 | 0 | 1495.3399 | 1495.4 | -0.060079
6216 | 100 | 0 | 430.78 | 0 | 0 | 0 | 0 | 0 | 0 | 0 | 0 | 1657.47 | 100 | 0 | 0 | 0 | 1495.3399 | 0 | 0 | 1495.3399 | 1495.4 | -0.060079
6217 | 100 | 0 | 436.91 | 0 | 0 | 0 | 0 | 0 | 0 | 0 | 0 | 1657.47 | 100 | 0 | 0 | 0 | 1495.3399 | 0 | 0 | 1495.3399 | 1495.4 | -0.060079
6218 | 100 | 0 | 443.05 | 0 | 0 | 0 | 0 | 0 | 0 | 0 | 0 | 1657.47 | 100 | 0 | 0 | 0 | 1495.3399 | 0 | 0 | 1495.3399 | 1495.4 | -0.060079
6219 | 100 | 0 | 449.19 | 0 | 0 | 0 | 0 | 0 | 0 | 0 | 0 | 1657.47 | 100 | 0 | 0 | 0 | 1495.3399 | 0 | 0 | 1495.3399 | 1495.4 | -0.060079
6220 | 100 | 0 | 455.32 | 0 | 0 | 0 | 0 | 0 | 0 | 0 | 0 | 1657.47 | 100 | 0 | 0 | 0 | 1495.3399 | 0 | 0 | 1495.3399 | 1495.4 | -0.060079
6221 | 100 | 0 | 461.46 | 0 | 0 | 0 | 0 | 0 | 0 | 0 | 0 | 1657.47 | 100 | 0 | 0 | 0 | 1495.3399 | 0 | 0 | 1495.3399 | 1495.4 | -0.060079
6222 | 100 | 0 | 467.6 | 0 | 0 | 0 | 0 | 0 | 0 | 0 | 0 | 1657.47 | 100 | 0 | 0 | 0 | 1495.3399 | 0 | 0 | 1495.3399 | 1495.4 | -0.060079
6223 | 100 | 0 | 473.73 | 0 | 0 | 0 | 0 | 0 | 0 | 0 | 0 | 1657.47 | 86.99 | 13.01 | 0 | 0 | 1495.3399 | 614.9275 | 13.01 | 2110.2674 | 2110.52 | -0.2526
6224 | 100 | 0 | 479.87 | 0 | 0 | 0 | 0 | 0 | 0 | 0 | 0 | 1657.47 | 36.54 | 63.46 | 0 | 0 | 1495.3399 | 2999.4848 | 63.46 | 4494.8248 | 4494.98 | -0.15525
6225 | 100 | 0 | 486 | 0 | 0 | 0 | 0 | 0 | 0 | 0 | 0 | 1657.47 | 15.31 | 84.69 | 0 | 0 | 1495.3399 | 4002.9368 | 84.69 | 5498.2767 | 5498.34 | -0.063264
6226 | 100 | 0 | 492.14 | 0 | 0 | 0 | 0 | 0 | 0 | 0 | 0 | 1657.47 | 0 | 118.46 | 18.46 | 0 | 1495.3399 | 4726.5755 | 100 | 6221.9154 | 6221.98 | -0.064551
6227 | 100 | 0 | 498.28 | 0 | 0 | 0 | 0 | 0 | 0 | 0 | 0 | 1657.47 | 0 | 169.79 | 69.79 | 0 | 1495.3399 | 4726.5755 | 100 | 6221.9154 | 6221.98 | -0.064551
6228 | 100 | 0 | 504.41 | 0 | 0 | 0 | 0 | 0 | 0 | 0 | 0 | 1657.47 | 0 | 178.06 | 78.06 | 0 | 1495.3399 | 4726.5755 | 100 | 6221.9154 | 6221.98 | -0.064551
6229 | 100 | 0 | 510.55 | 0 | 0 | 0 | 0 | 0 | 0 | 0 | 0 | 1657.47 | 0 | 176.79 | 76.79 | 0 | 1495.3399 | 4726.5755 | 100 | 6221.9154 | 6221.98 | -0.064551
6230 | 100 | 0 | 516.69 | 0 | 0 | 0 | 0 | 0 | 0 | 0 | 0 | 1657.47 | 0 | 165.02 | 65.02 | 0 | 1495.3399 | 4726.5755 | 100 | 6221.9154 | 6221.98 | -0.064551
6231 | 100 | 0 | 522.82 | 0 | 0 | 0 | 0 | 0 | 0 | 0 | 0 | 1657.47 | 0 | 142.62 | 42.62 | 0 | 1495.3399 | 4726.5755 | 100 | 6221.9154 | 6221.98 | -0.064551
6232 | 100 | 0 | 528.96 | 0 | 0 | 0 | 0 | 0 | 0 | 0 | 0 | 1657.47 | 0 | 108.15 | 8.15 | 0 | 1495.3399 | 4726.5755 | 100 | 6221.9154 | 6221.98 | -0.064551
6233 | 100 | 0 | 535.09 | 0 | 0 | 0 | 0 | 0 | 0 | 0 | 0 | 1657.47 | 38.53 | 61.47 | 0 | 0 | 1495.3399 | 2905.426 | 61.47 | 4400.7659 | 4401.02 | -0.2541
6234 | 100 | 0 | 541.23 | 0 | 0 | 0 | 0 | 0 | 0 | 0 | 0 | 1657.47 | 85.82 | 14.18 | 0 | 0 | 1495.3399 | 670.2284 | 14.18 | 2165.5683 | 2165.59 | -0.021669
6235 | 100 | 0 | 547.37 | 0 | 0 | 0 | 0 | 0 | 0 | 0 | 0 | 1657.47 | 100 | 0 | 0 | 0 | 1495.3399 | 0 | 0 | 1495.3399 | 1495.4 | -0.060079
6236 | 100 | 0 | 553.5 | 0 | 0 | 0 | 0 | 0 | 0 | 0 | 0 | 1657.47 | 100 | 0 | 0 | 0 | 1495.3399 | 0 | 0 | 1495.3399 | 1495.4 | -0.060079
6237 | 100 | 0 | 559.64 | 0 | 0 | 0 | 0 | 0 | 0 | 0 | 0 | 1657.47 | 100 | 0 | 0 | 0 | 1495.3399 | 0 | 0 | 1495.3399 | 1495.4 | -0.060079
6238 | 100 | 0 | 565.78 | 0 | 0 | 0 | 0 | 0 | 0 | 0 | 0 | 1657.47 | 100 | 0 | 0 | 0 | 1495.3399 | 0 | 0 | 1495.3399 | 1495.4 | -0.060079
6239 | 100 | 0 | 571.91 | 0 | 0 | 0 | 0 | 0 | 0 | 0 | 0 | 1657.47 | 100 | 0 | 0 | 0 | 1495.3399 | 0 | 0 | 1495.3399 | 1495.4 | -0.060079
6240 | 100 | 0 | 578.05 | 0 | 0 | 0 | 0 | 0 | 0 | 0 | 0 | 1657.47 | 100 | 0 | 0 | 0 | 1495.3399 | 0 | 0 | 1495.3399 | 1495.4 | -0.060079
6241 | 100 | 0 | 584.18 | 0 | 0 | 0 | 0 | 0 | 0 | 0 | 0 | 1657.47 | 100 | 0 | 0 | 0 | 1495.3399 | 0 | 0 | 1495.3399 | 1495.4 | -0.060079
6242 | 100 | 0 | 590.32 | 0 | 0 | 0 | 0 | 0 | 0 | 0 | 0 | 1657.47 | 100 | 0 | 0 | 0 | 1495.3399 | 0 | 0 | 1495.3399 | 1495.4 | -0.060079
6243 | 100 | 0 | 596.46 | 0 | 0 | 0 | 0 | 0 | 0 | 0 | 0 | 1657.47 | 100 | 0 | 0 | 0 | 1495.3399 | 0 | 0 | 1495.3399 | 1495.4 | -0.060079
6244 | 100 | 0 | 602.59 | 0 | 0 | 0 | 0 | 0 | 0 | 0 | 0 | 1657.47 | 100 | 0 | 0 | 0 | 1495.3399 | 0 | 0 | 1495.3399 | 1495.4 | -0.060079
6245 | 100 | 0 | 608.73 | 0 | 0 | 0 | 0 | 0 | 0 | 0 | 0 | 1657.47 | 100 | 0 | 0 | 0 | 1495.3399 | 0 | 0 | 1495.3399 | 1495.4 | -0.060079
6246 | 100 | 0 | 614.87 | 0 | 0 | 0 | 0 | 0 | 0 | 0 | 0 | 1657.47 | 100 | 0 | 0 | 0 | 1495.3399 | 0 | 0 | 1495.3399 | 1495.4 | -0.060079
6247 | 100 | 0 | 621 | 0 | 0 | 0 | 0 | 0 | 0 | 0 | 0 | 1657.47 | 87.56 | 12.44 | 0 | 0 | 1495.3399 | 587.986 | 12.44 | 2083.3259 | 2083.49 | -0.16408
6248 | 100 | 0 | 627.14 | 0 | 0 | 0 | 0 | 0 | 0 | 0 | 0 | 1657.47 | 37.91 | 62.09 | 0 | 0 | 1495.3399 | 2934.7307 | 62.09 | 4430.0707 | 4429.95 | 0.12067
6249 | 100 | 0 | 633.27 | 0 | 0 | 0 | 0 | 0 | 0 | 0 | 0 | 1657.47 | 15.98 | 84.02 | 0 | 0 | 1495.3399 | 3971.2688 | 84.02 | 5466.6087 | 5466.58 | 0.02868
6250 | 100 | 0 | 639.41 | 0 | 0 | 0 | 0 | 0 | 0 | 0 | 0 | 1657.47 | 0 | 120.01 | 20.01 | 0 | 1495.3399 | 4726.5755 | 100 | 6221.9154 | 6221.98 | -0.064551
6251 | 100 | 0 | 645.55 | 0 | 0 | 0 | 0 | 0 | 0 | 0 | 0 | 1657.47 | 0 | 142.46 | 42.46 | 0 | 1495.3399 | 4726.5755 | 100 | 6221.9154 | 6221.98 | -0.064551
6252 | 100 | 0 | 651.68 | 0 | 0 | 0 | 0 | 0 | 0 | 0 | 0 | 1657.47 | 0 | 151.84 | 51.84 | 0 | 1495.3399 | 4726.5755 | 100 | 6221.9154 | 6221.98 | -0.064551
6253 | 100 | 0 | 657.82 | 0 | 0 | 0 | 0 | 0 | 0 | 0 | 0 | 1657.47 | 0 | 186.81 | 86.81 | 0 | 1495.3399 | 4726.5755 | 100 | 6221.9154 | 6221.98 | -0.064551
6254 | 100 | 0 | 663.96 | 0 | 0 | 0 | 0 | 0 | 0 | 0 | 0 | 1657.47 | 0 | 172.12 | 72.12 | 0 | 1495.3399 | 4726.5755 | 100 | 6221.9154 | 6221.98 | -0.064551
6255 | 100 | 0 | 670.09 | 0 | 0 | 0 | 0 | 0 | 0 | 0 | 0 | 1657.47 | 0 | 146.66 | 46.66 | 0 | 1495.3399 | 4726.5755 | 100 | 6221.9154 | 6221.98 | -0.064551
6256 | 100 | 0 | 676.23 | 0 | 0 | 0 | 0 | 0 | 0 | 0 | 0 | 1657.47 | 0 | 110.02 | 10.02 | 0 | 1495.3399 | 4726.5755 | 100 | 6221.9154 | 6221.98 | -0.064551
6257 | 61.37 | 0 | 658.66 | 0 | 0 | 0 | 0 | 0 | 0 | 0 | 0 | 1657.47 | 0 | 61.37 | 0 | 0 | 1495.3399 | 2900.6994 | 61.37 | 4396.0393 | 4396.1 | -0.060678
6258 | 13.58 | 0 | 611.76 | 0 | 0 | 0 | 0 | 0 | 0 | 0 | 0 | 1657.47 | 0 | 13.58 | 0 | 0 | 1495.3399 | 641.869 | 13.58 | 2137.2089 | 2137.48 | -0.27112
6259 | 19.01 | 0 | 568.2 | 0 | 0 | 0 | 0 | 0 | 0 | 0 | 0 | 1657.47 | 19.01 | 0 | 0 | 0 | 1495.3399 | 0 | 0 | 1495.3399 | 1495.4 | -0.060079
6260 | 19.01 | 0 | 524.63 | 0 | 0 | 0 | 0 | 0 | 0 | 0 | 0 | 1657.47 | 19.01 | 0 | 0 | 0 | 1495.3399 | 0 | 0 | 1495.3399 | 1495.4 | -0.060079
6261 | 19.01 | 0 | 481.07 | 0 | 0 | 0 | 0 | 0 | 0 | 0 | 0 | 1657.47 | 19.01 | 0 | 0 | 0 | 1495.3399 | 0 | 0 | 1495.3399 | 1495.4 | -0.060079
6262 | 100 | 0 | 487.21 | 0 | 0 | 0 | 0 | 0 | 0 | 0 | 0 | 1657.47 | 100 | 0 | 0 | 0 | 1495.3399 | 0 | 0 | 1495.3399 | 1495.4 | -0.060079
6263 | 100 | 0 | 493.34 | 0 | 0 | 0 | 0 | 0 | 0 | 0 | 0 | 1657.47 | 100 | 0 | 0 | 0 | 1495.3399 | 0 | 0 | 1495.3399 | 1495.4 | -0.060079
6264 | 100 | 0 | 499.48 | 0 | 0 | 0 | 0 | 0 | 0 | 0 | 0 | 1657.47 | 100 | 0 | 0 | 0 | 1495.3399 | 0 | 0 | 1495.3399 | 1495.4 | -0.060079
6265 | 100 | 0 | 505.61 | 0 | 0 | 0 | 0 | 0 | 0 | 0 | 0 | 1657.47 | 100 | 0 | 0 | 0 | 1495.3399 | 0 | 0 | 1495.3399 | 1495.4 | -0.060079
6266 | 100 | 0 | 511.75 | 0 | 0 | 0 | 0 | 0 | 0 | 0 | 0 | 1657.47 | 100 | 0 | 0 | 0 | 1495.3399 | 0 | 0 | 1495.3399 | 1495.4 | -0.060079
6267 | 100 | 0 | 517.89 | 0 | 0 | 0 | 0 | 0 | 0 | 0 | 0 | 1657.47 | 100 | 0 | 0 | 0 | 1495.3399 | 0 | 0 | 1495.3399 | 1495.4 | -0.060079
6268 | 100 | 0 | 524.02 | 0 | 0 | 0 | 0 | 0 | 0 | 0 | 0 | 1657.47 | 100 | 0 | 0 | 0 | 1495.3399 | 0 | 0 | 1495.3399 | 1495.4 | -0.060079
6269 | 100 | 0 | 530.16 | 0 | 0 | 0 | 0 | 0 | 0 | 0 | 0 | 1657.47 | 100 | 0 | 0 | 0 | 1495.3399 | 0 | 0 | 1495.3399 | 1495.4 | -0.060079
6270 | 100 | 0 | 536.3 | 0 | 0 | 0 | 0 | 0 | 0 | 0 | 0 | 1657.47 | 100 | 0 | 0 | 0 | 1495.3399 | 0 | 0 | 1495.3399 | 1495.4 | -0.060079
6271 | 100 | 0 | 542.43 | 0 | 0 | 0 | 0 | 0 | 0 | 0 | 0 | 1657.47 | 87.86 | 12.14 | 0 | 0 | 1495.3399 | 573.8063 | 12.14 | 2069.1462 | 2069.03 | 0.11619
6272 | 100 | 0 | 548.57 | 0 | 0 | 0 | 0 | 0 | 0 | 0 | 0 | 1657.47 | 38.98 | 61.02 | 0 | 0 | 1495.3399 | 2884.1564 | 61.02 | 4379.4963 | 4379.47 | 0.026308
6273 | 100 | 0 | 554.7 | 0 | 0 | 0 | 0 | 0 | 0 | 0 | 0 | 1657.47 | 17.55 | 82.45 | 0 | 0 | 1495.3399 | 3897.0615 | 82.45 | 5392.4014 | 5392.37 | 0.031444
6274 | 100 | 0 | 560.84 | 0 | 0 | 0 | 0 | 0 | 0 | 0 | 0 | 1657.47 | 0 | 116.57 | 16.57 | 0 | 1495.3399 | 4726.5755 | 100 | 6221.9154 | 6221.98 | -0.064551
6275 | 100 | 0 | 566.98 | 0 | 0 | 0 | 0 | 0 | 0 | 0 | 0 | 1657.47 | 0 | 136.39 | 36.39 | 0 | 1495.3399 | 4726.5755 | 100 | 6221.9154 | 6221.98 | -0.064551
6276 | 100 | 0 | 573.11 | 0 | 0 | 0 | 0 | 0 | 0 | 0 | 0 | 1657.47 | 0 | 147.33 | 47.33 | 0 | 1495.3399 | 4726.5755 | 100 | 6221.9154 | 6221.98 | -0.064551
6277 | 100 | 0 | 579.25 | 0 | 0 | 0 | 0 | 0 | 0 | 0 | 0 | 1657.47 | 0 | 147.12 | 47.12 | 0 | 1495.3399 | 4726.5755 | 100 | 6221.9154 | 6221.98 | -0.064551
6278 | 100 | 0 | 585.39 | 0 | 0 | 0 | 0 | 0 | 0 | 0 | 0 | 1657.47 | 0 | 168.55 | 68.55 | 0 | 1495.3399 | 4726.5755 | 100 | 6221.9154 | 6221.98 | -0.064551
6279 | 100 | 0 | 591.52 | 0 | 0 | 0 | 0 | 0 | 0 | 0 | 0 | 1657.47 | 0 | 144.85 | 44.85 | 0 | 1495.3399 | 4726.5755 | 100 | 6221.9154 | 6221.98 | -0.064551
6280 | 100 | 0 | 597.66 | 0 | 0 | 0 | 0 | 0 | 0 | 0 | 0 | 1657.47 | 0 | 107.27 | 7.27 | 0 | 1495.3399 | 4726.5755 | 100 | 6221.9154 | 6221.98 | -0.064551
6281 | 59.72 | 0 | 579.07 | 0 | 0 | 0 | 0 | 0 | 0 | 0 | 0 | 1657.47 | 0 | 59.72 | 0 | 0 | 1495.3399 | 2822.7109 | 59.72 | 4318.0508 | 4317.93 | 0.12083
6282 | 12.81 | 0 | 531.71 | 0 | 0 | 0 | 0 | 0 | 0 | 0 | 0 | 1657.47 | 0 | 12.81 | 0 | 0 | 1495.3399 | 605.4743 | 12.81 | 2100.8142 | 2101.1 | -0.28575
6283 | 19.01 | 0 | 488.14 | 0 | 0 | 0 | 0 | 0 | 0 | 0 | 0 | 1657.47 | 19.01 | 0 | 0 | 0 | 1495.3399 | 0 | 0 | 1495.3399 | 1495.4 | -0.060079
6284 | 19.01 | 0 | 444.58 | 0 | 0 | 0 | 0 | 0 | 0 | 0 | 0 | 1657.47 | 19.01 | 0 | 0 | 0 | 1495.3399 | 0 | 0 | 1495.3399 | 1495.4 | -0.060079
6285 | 19.01 | 0 | 401.01 | 0 | 0 | 0 | 0 | 0 | 0 | 0 | 0 | 1657.47 | 19.01 | 0 | 0 | 0 | 1495.3399 | 0 | 0 | 1495.3399 | 1495.4 | -0.060079
6286 | 100 | 0 | 407.15 | 0 | 0 | 0 | 0 | 0 | 0 | 0 | 0 | 1657.47 | 100 | 0 | 0 | 0 | 1495.3399 | 0 | 0 | 1495.3399 | 1495.4 | -0.060079
6287 | 100 | 0 | 413.28 | 0 | 0 | 0 | 0 | 0 | 0 | 0 | 0 | 1657.47 | 100 | 0 | 0 | 0 | 1495.3399 | 0 | 0 | 1495.3399 | 1495.4 | -0.060079
6288 | 100 | 0 | 419.42 | 0 | 0 | 0 | 0 | 0 | 0 | 0 | 0 | 1657.47 | 100 | 0 | 0 | 0 | 1495.3399 | 0 | 0 | 1495.3399 | 1495.4 | -0.060079
6289 | 100 | 0 | 425.56 | 0 | 0 | 0 | 0 | 0 | 0 | 0 | 0 | 1657.47 | 100 | 0 | 0 | 0 | 1495.3399 | 0 | 0 | 1495.3399 | 1495.4 | -0.060079
6290 | 100 | 0 | 431.69 | 0 | 0 | 0 | 0 | 0 | 0 | 0 | 0 | 1657.47 | 100 | 0 | 0 | 0 | 1495.3399 | 0 | 0 | 1495.3399 | 1495.4 | -0.060079
6291 | 100 | 0 | 437.83 | 0 | 0 | 0 | 0 | 0 | 0 | 0 | 0 | 1657.47 | 100 | 0 | 0 | 0 | 1495.3399 | 0 | 0 | 1495.3399 | 1495.4 | -0.060079
6292 | 100 | 0 | 443.96 | 0 | 0 | 0 | 0 | 0 | 0 | 0 | 0 | 1657.47 | 100 | 0 | 0 | 0 | 1495.3399 | 0 | 0 | 1495.3399 | 1495.4 | -0.060079
6293 | 100 | 0 | 450.1 | 0 | 0 | 0 | 0 | 0 | 0 | 0 | 0 | 1657.47 | 100 | 0 | 0 | 0 | 1495.3399 | 0 | 0 | 1495.3399 | 1495.4 | -0.060079
6294 | 100 | 0 | 456.24 | 0 | 0 | 0 | 0 | 0 | 0 | 0 | 0 | 1657.47 | 100 | 0 | 0 | 0 | 1495.3399 | 0 | 0 | 1495.3399 | 1495.4 | -0.060079
6295 | 100 | 0 | 462.37 | 0 | 0 | 0 | 0 | 0 | 0 | 0 | 0 | 1657.47 | 87.12 | 12.88 | 0 | 0 | 1495.3399 | 608.7829 | 12.88 | 2104.1228 | 2104.13 | -0.0071513
6296 | 100 | 0 | 468.51 | 0 | 0 | 0 | 0 | 0 | 0 | 0 | 0 | 1657.47 | 34.02 | 65.98 | 0 | 0 | 1495.3399 | 3118.5945 | 65.98 | 4613.9345 | 4614 | -0.065546
6297 | 100 | 0 | 474.65 | 0 | 0 | 0 | 0 | 0 | 0 | 0 | 0 | 1657.47 | 0 | 120.44 | 20.44 | 0 | 1495.3399 | 4726.5755 | 100 | 6221.9154 | 6221.98 | -0.064551
6298 | 100 | 0 | 480.78 | 0 | 0 | 0 | 0 | 0 | 0 | 0 | 0 | 1657.47 | 0 | 160.66 | 60.66 | 0 | 1495.3399 | 4726.5755 | 100 | 6221.9154 | 6221.98 | -0.064551
6299 | 100 | 0 | 486.92 | 0 | 0 | 0 | 0 | 0 | 0 | 0 | 0 | 1657.47 | 0 | 185.9 | 85.9 | 0 | 1495.3399 | 4726.5755 | 100 | 6221.9154 | 6221.98 | -0.064551
6300 | 100 | 0 | 493.05 | 0 | 0 | 0 | 0 | 0 | 0 | 0 | 0 | 1657.47 | 0 | 197.55 | 97.55 | 0 | 1495.3399 | 4726.5755 | 100 | 6221.9154 | 6221.98 | -0.064551
6301 | 100 | 0 | 499.19 | 0 | 0 | 0 | 0 | 0 | 0 | 0 | 0 | 1657.47 | 0 | 173.15 | 73.15 | 0 | 1495.3399 | 4726.5755 | 100 | 6221.9154 | 6221.98 | -0.064551
6302 | 100 | 0 | 505.33 | 0 | 0 | 0 | 0 | 0 | 0 | 0 | 0 | 1657.47 | 0 | 159.99 | 59.99 | 0 | 1495.3399 | 4726.5755 | 100 | 6221.9154 | 6221.98 | -0.064551
6303 | 100 | 0 | 511.46 | 0 | 0 | 0 | 0 | 0 | 0 | 0 | 0 | 1657.47 | 0 | 129.37 | 29.37 | 0 | 1495.3399 | 4726.5755 | 100 | 6221.9154 | 6221.98 | -0.064551
6304 | 100 | 0 | 517.6 | 0 | 0 | 0 | 0 | 0 | 0 | 0 | 0 | 1657.47 | 0 | 114.08 | 14.08 | 0 | 1495.3399 | 4726.5755 | 100 | 6221.9154 | 6221.98 | -0.064551
6305 | 62.92 | 0 | 500.98 | 0 | 0 | 0 | 0 | 0 | 0 | 0 | 0 | 1657.47 | 0 | 62.92 | 0 | 0 | 1495.3399 | 2973.9613 | 62.92 | 4469.3012 | 4469.27 | 0.031243
6306 | 13.08 | 0 | 453.77 | 0 | 0 | 0 | 0 | 0 | 0 | 0 | 0 | 1657.47 | 0 | 13.08 | 0 | 0 | 1495.3399 | 618.2361 | 13.08 | 2113.576 | 2113.46 | 0.116
6307 | 19.01 | 0 | 410.21 | 0 | 0 | 0 | 0 | 0 | 0 | 0 | 0 | 1657.47 | 19.01 | 0 | 0 | 0 | 1495.3399 | 0 | 0 | 1495.3399 | 1495.4 | -0.060079
6308 | 19.01 | 0 | 366.64 | 0 | 0 | 0 | 0 | 0 | 0 | 0 | 0 | 1657.47 | 19.01 | 0 | 0 | 0 | 1495.3399 | 0 | 0 | 1495.3399 | 1495.4 | -0.060079
6309 | 19.01 | 0 | 323.08 | 0 | 0 | 0 | 0 | 0 | 0 | 0 | 0 | 1657.47 | 19.01 | 0 | 0 | 0 | 1495.3399 | 0 | 0 | 1495.3399 | 1495.4 | -0.060079
6310 | 100 | 0 | 329.21 | 0 | 0 | 0 | 0 | 0 | 0 | 0 | 0 | 1657.47 | 100 | 0 | 0 | 0 | 1495.3399 | 0 | 0 | 1495.3399 | 1495.4 | -0.060079
6311 | 100 | 0 | 335.35 | 0 | 0 | 0 | 0 | 0 | 0 | 0 | 0 | 1657.47 | 100 | 0 | 0 | 0 | 1495.3399 | 0 | 0 | 1495.3399 | 1495.4 | -0.060079
6312 | 100 | 0 | 341.49 | 0 | 0 | 0 | 0 | 0 | 0 | 0 | 0 | 1657.47 | 100 | 0 | 0 | 0 | 1495.3399 | 0 | 0 | 1495.3399 | 1495.4 | -0.060079
6313 | 100 | 0 | 347.62 | 0 | 0 | 0 | 0 | 0 | 0 | 0 | 0 | 1657.47 | 100 | 0 | 0 | 0 | 1495.3399 | 0 | 0 | 1495.3399 | 1495.4 | -0.060079
6314 | 100 | 0 | 353.76 | 0 | 0 | 0 | 0 | 0 | 0 | 0 | 0 | 1657.47 | 100 | 0 | 0 | 0 | 1495.3399 | 0 | 0 | 1495.3399 | 1495.4 | -0.060079
6315 | 100 | 0 | 359.9 | 0 | 0 | 0 | 0 | 0 | 0 | 0 | 0 | 1657.47 | 100 | 0 | 0 | 0 | 1495.3399 | 0 | 0 | 1495.3399 | 1495.4 | -0.060079
6316 | 100 | 0 | 366.03 | 0 | 0 | 0 | 0 | 0 | 0 | 0 | 0 | 1657.47 | 100 | 0 | 0 | 0 | 1495.3399 | 0 | 0 | 1495.3399 | 1495.4 | -0.060079
6317 | 100 | 0 | 372.17 | 0 | 0 | 0 | 0 | 0 | 0 | 0 | 0 | 1657.47 | 100 | 0 | 0 | 0 | 1495.3399 | 0 | 0 | 1495.3399 | 1495.4 | -0.060079
6318 | 100 | 0 | 378.3 | 0 | 0 | 0 | 0 | 0 | 0 | 0 | 0 | 1657.47 | 100 | 0 | 0 | 0 | 1495.3399 | 0 | 0 | 1495.3399 | 1495.4 | -0.060079
6319 | 100 | 0 | 384.44 | 0 | 0 | 0 | 0 | 0 | 0 | 0 | 0 | 1657.47 | 100 | 0 | 0 | 0 | 1495.3399 | 0 | 0 | 1495.3399 | 1495.4 | -0.060079
6320 | 100 | 0 | 390.58 | 0 | 0 | 0 | 0 | 0 | 0 | 0 | 0 | 1657.47 | 99.15 | 0.85 | 0 | 0 | 1495.3399 | 40.1759 | 0.85 | 1535.5158 | 1535.36 | 0.15581
6321 | 35.6 | 0 | 357.2 | 0 | 0 | 0 | 0 | 0 | 0 | 0 | 0 | 1657.47 | 19.01 | 16.59 | 0 | 0 | 1495.3399 | 784.1389 | 16.59 | 2279.4788 | 2279.72 | -0.2412
6322 | 95.77 | 0 | 360.74 | 0 | 0 | 0 | 0 | 0 | 0 | 0 | 0 | 1657.47 | 19.01 | 76.76 | 0 | 0 | 1495.3399 | 3628.1194 | 76.76 | 5123.4593 | 5123.71 | -0.2507
6323 | 100 | 0 | 366.87 | 0 | 0 | 0 | 0 | 0 | 0 | 0 | 0 | 1657.47 | 0 | 161.27 | 61.27 | 0 | 1495.3399 | 4726.5755 | 100 | 6221.9154 | 6221.98 | -0.064551
6324 | 100 | 0 | 373.01 | 0 | 0 | 0 | 0 | 0 | 0 | 0 | 0 | 1657.47 | 0 | 174.99 | 74.99 | 0 | 1495.3399 | 4726.5755 | 100 | 6221.9154 | 6221.98 | -0.064551
6325 | 100 | 0 | 379.15 | 0 | 0 | 0 | 0 | 0 | 0 | 0 | 0 | 1657.47 | 0 | 159.93 | 59.93 | 0 | 1495.3399 | 4726.5755 | 100 | 6221.9154 | 6221.98 | -0.064551
6326 | 100 | 0 | 385.28 | 0 | 0 | 0 | 0 | 0 | 0 | 0 | 0 | 1657.47 | 0 | 160.73 | 60.73 | 0 | 1495.3399 | 4726.5755 | 100 | 6221.9154 | 6221.98 | -0.064551
6327 | 100 | 0 | 391.42 | 0 | 0 | 0 | 0 | 0 | 0 | 0 | 0 | 1657.47 | 0 | 138.43 | 38.43 | 0 | 1495.3399 | 4726.5755 | 100 | 6221.9154 | 6221.98 | -0.064551
6328 | 100 | 0 | 397.56 | 0 | 0 | 0 | 0 | 0 | 0 | 0 | 0 | 1657.47 | 0 | 121.89 | 21.89 | 0 | 1495.3399 | 4726.5755 | 100 | 6221.9154 | 6221.98 | -0.064551
6329 | 66.79 | 0 | 383.31 | 0 | 0 | 0 | 0 | 0 | 0 | 0 | 0 | 1657.47 | 0 | 66.79 | 0 | 0 | 1495.3399 | 3156.8798 | 66.79 | 4652.2197 | 4652.09 | 0.12972
6330 | 13.51 | 0 | 336.37 | 0 | 0 | 0 | 0 | 0 | 0 | 0 | 0 | 1657.47 | 0 | 13.51 | 0 | 0 | 1495.3399 | 638.5604 | 13.51 | 2133.9003 | 2134.12 | -0.21973
6331 | 19.01 | 0 | 292.81 | 0 | 0 | 0 | 0 | 0 | 0 | 0 | 0 | 1657.47 | 19.01 | 0 | 0 | 0 | 1495.3399 | 0 | 0 | 1495.3399 | 1495.4 | -0.060079
6332 | 19.01 | 0 | 249.24 | 0 | 0 | 0 | 0 | 0 | 0 | 0 | 0 | 1657.47 | 19.01 | 0 | 0 | 0 | 1495.3399 | 0 | 0 | 1495.3399 | 1495.4 | -0.060079
6333 | 19.01 | 0 | 205.68 | 0 | 0 | 0 | 0 | 0 | 0 | 0 | 0 | 1657.47 | 19.01 | 0 | 0 | 0 | 1495.3399 | 0 | 0 | 1495.3399 | 1495.4 | -0.060079
6334 | 100 | 0 | 211.81 | 0 | 0 | 0 | 0 | 0 | 0 | 0 | 0 | 1657.47 | 100 | 0 | 0 | 0 | 1495.3399 | 0 | 0 | 1495.3399 | 1495.4 | -0.060079
6335 | 100 | 0 | 217.95 | 0 | 0 | 0 | 0 | 0 | 0 | 0 | 0 | 1657.47 | 100 | 0 | 0 | 0 | 1495.3399 | 0 | 0 | 1495.3399 | 1495.4 | -0.060079
6336 | 100 | 0 | 224.08 | 0 | 0 | 0 | 0 | 0 | 0 | 0 | 0 | 1657.47 | 100 | 0 | 0 | 0 | 1495.3399 | 0 | 0 | 1495.3399 | 1495.4 | -0.060079
6337 | 100 | 0 | 230.22 | 0 | 0 | 0 | 0 | 0 | 0 | 0 | 0 | 1657.47 | 100 | 0 | 0 | 0 | 1495.3399 | 0 | 0 | 1495.3399 | 1495.4 | -0.060079
6338 | 100 | 0 | 236.36 | 0 | 0 | 0 | 0 | 0 | 0 | 0 | 0 | 1657.47 | 100 | 0 | 0 | 0 | 1495.3399 | 0 | 0 | 1495.3399 | 1495.4 | -0.060079
6339 | 100 | 0 | 242.49 | 0 | 0 | 0 | 0 | 0 | 0 | 0 | 0 | 1657.47 | 100 | 0 | 0 | 0 | 1495.3399 | 0 | 0 | 1495.3399 | 1495.4 | -0.060079
6340 | 100 | 0 | 248.63 | 0 | 0 | 0 | 0 | 0 | 0 | 0 | 0 | 1657.47 | 100 | 0 | 0 | 0 | 1495.3399 | 0 | 0 | 1495.3399 | 1495.4 | -0.060079
6341 | 100 | 0 | 254.77 | 0 | 0 | 0 | 0 | 0 | 0 | 0 | 0 | 1657.47 | 100 | 0 | 0 | 0 | 1495.3399 | 0 | 0 | 1495.3399 | 1495.4 | -0.060079
6342 | 100 | 0 | 260.9 | 0 | 0 | 0 | 0 | 0 | 0 | 0 | 0 | 1657.47 | 100 | 0 | 0 | 0 | 1495.3399 | 0 | 0 | 1495.3399 | 1495.4 | -0.060079
6343 | 100 | 0 | 267.04 | 0 | 0 | 0 | 0 | 0 | 0 | 0 | 0 | 1657.47 | 87.71 | 12.29 | 0 | 0 | 1495.3399 | 580.8961 | 12.29 | 2076.2361 | 2076.5 | -0.26395
6344 | 100 | 0 | 273.17 | 0 | 0 | 0 | 0 | 0 | 0 | 0 | 0 | 1657.47 | 35.76 | 64.24 | 0 | 0 | 1495.3399 | 3036.3521 | 64.24 | 4531.692 | 4531.85 | -0.15796
6345 | 100 | 0 | 279.31 | 0 | 0 | 0 | 0 | 0 | 0 | 0 | 0 | 1657.47 | 0 | 120.28 | 20.28 | 0 | 1495.3399 | 4726.5755 | 100 | 6221.9154 | 6221.98 | -0.064551
6346 | 100 | 0 | 285.45 | 0 | 0 | 0 | 0 | 0 | 0 | 0 | 0 | 1657.47 | 0 | 130.5 | 30.5 | 0 | 1495.3399 | 4726.5755 | 100 | 6221.9154 | 6221.98 | -0.064551
6347 | 100 | 0 | 291.58 | 0 | 0 | 0 | 0 | 0 | 0 | 0 | 0 | 1657.47 | 0 | 195.72 | 95.72 | 0 | 1495.3399 | 4726.5755 | 100 | 6221.9154 | 6221.98 | -0.064551
6348 | 100 | 0 | 297.72 | 0 | 0 | 0 | 0 | 0 | 0 | 0 | 0 | 1657.47 | 0 | 200 | 100 | 0 | 1495.3399 | 4726.5755 | 100 | 6221.9154 | 6221.98 | -0.064551
6349 | 100 | 0 | 303.86 | 0 | 0 | 0 | 0 | 0 | 0 | 0 | 0 | 1657.47 | 0 | 200 | 100 | 0 | 1495.3399 | 4726.5755 | 100 | 6221.9154 | 6221.98 | -0.064551
6350 | 100 | 0 | 309.99 | 0 | 0 | 0 | 0 | 0 | 0 | 0 | 0 | 1657.47 | 0 | 194.52 | 94.52 | 0 | 1495.3399 | 4726.5755 | 100 | 6221.9154 | 6221.98 | -0.064551
6351 | 100 | 0 | 316.13 | 0 | 0 | 0 | 0 | 0 | 0 | 0 | 0 | 1657.47 | 0 | 164.14 | 64.14 | 0 | 1495.3399 | 4726.5755 | 100 | 6221.9154 | 6221.98 | -0.064551
6352 | 100 | 0 | 322.26 | 0 | 0 | 0 | 0 | 0 | 0 | 0 | 0 | 1657.47 | 0 | 120.02 | 20.02 | 0 | 1495.3399 | 4726.5755 | 100 | 6221.9154 | 6221.98 | -0.064551
6353 | 64.59 | 0 | 306.67 | 0 | 0 | 0 | 0 | 0 | 0 | 0 | 0 | 1657.47 | 0 | 64.59 | 0 | 0 | 1495.3399 | 3052.8951 | 64.59 | 4548.2351 | 4548.49 | -0.25495
6354 | 12.41 | 0 | 259.06 | 0 | 0 | 0 | 0 | 0 | 0 | 0 | 0 | 1657.47 | 0 | 12.41 | 0 | 0 | 1495.3399 | 586.568 | 12.41 | 2081.9079 | 2081.98 | -0.072056
6355 | 19.01 | 0 | 215.49 | 0 | 0 | 0 | 0 | 0 | 0 | 0 | 0 | 1657.47 | 19.01 | 0 | 0 | 0 | 1495.3399 | 0 | 0 | 1495.3399 | 1495.4 | -0.060079
6356 | 19.01 | 0 | 171.93 | 0 | 0 | 0 | 0 | 0 | 0 | 0 | 0 | 1657.47 | 19.01 | 0 | 0 | 0 | 1495.3399 | 0 | 0 | 1495.3399 | 1495.4 | -0.060079
6357 | 19.01 | 0 | 128.36 | 0 | 0 | 0 | 0 | 0 | 0 | 0 | 0 | 1657.47 | 19.01 | 0 | 0 | 0 | 1495.3399 | 0 | 0 | 1495.3399 | 1495.4 | -0.060079
6358 | 100 | 0 | 134.5 | 0 | 0 | 0 | 0 | 0 | 0 | 0 | 0 | 1657.47 | 100 | 0 | 0 | 0 | 1495.3399 | 0 | 0 | 1495.3399 | 1495.4 | -0.060079
6359 | 100 | 0 | 140.64 | 0 | 0 | 0 | 0 | 0 | 0 | 0 | 0 | 1657.47 | 100 | 0 | 0 | 0 | 1495.3399 | 0 | 0 | 1495.3399 | 1495.4 | -0.060079
6360 | 100 | 0 | 146.77 | 0 | 0 | 0 | 0 | 0 | 0 | 0 | 0 | 1657.47 | 100 | 0 | 0 | 0 | 1495.3399 | 0 | 0 | 1495.3399 | 1495.4 | -0.060079
6361 | 100 | 0 | 152.91 | 0 | 0 | 0 | 0 | 0 | 0 | 0 | 0 | 1657.47 | 100 | 0 | 0 | 0 | 1495.3399 | 0 | 0 | 1495.3399 | 1495.4 | -0.060079
6362 | 100 | 0 | 159.04 | 0 | 0 | 0 | 0 | 0 | 0 | 0 | 0 | 1657.47 | 100 | 0 | 0 | 0 | 1495.3399 | 0 | 0 | 1495.3399 | 1495.4 | -0.060079
6363 | 100 | 0 | 165.18 | 0 | 0 | 0 | 0 | 0 | 0 | 0 | 0 | 1657.47 | 100 | 0 | 0 | 0 | 1495.3399 | 0 | 0 | 1495.3399 | 1495.4 | -0.060079
6364 | 100 | 0 | 171.32 | 0 | 0 | 0 | 0 | 0 | 0 | 0 | 0 | 1657.47 | 100 | 0 | 0 | 0 | 1495.3399 | 0 | 0 | 1495.3399 | 1495.4 | -0.060079
6365 | 100 | 0 | 177.45 | 0 | 0 | 0 | 0 | 0 | 0 | 0 | 0 | 1657.47 | 100 | 0 | 0 | 0 | 1495.3399 | 0 | 0 | 1495.3399 | 1495.4 | -0.060079
6366 | 100 | 0 | 183.59 | 0 | 0 | 0 | 0 | 0 | 0 | 0 | 0 | 1657.47 | 100 | 0 | 0 | 0 | 1495.3399 | 0 | 0 | 1495.3399 | 1495.4 | -0.060079
6367 | 100 | 0 | 189.73 | 0 | 0 | 0 | 0 | 0 | 0 | 0 | 0 | 1657.47 | 87.71 | 12.29 | 0 | 0 | 1495.3399 | 580.8961 | 12.29 | 2076.2361 | 2076.24 | -0.0039469
6368 | 100 | 0 | 195.86 | 0 | 0 | 0 | 0 | 0 | 0 | 0 | 0 | 1657.47 | 35.4 | 64.6 | 0 | 0 | 1495.3399 | 3053.3678 | 64.6 | 4548.7077 | 4548.58 | 0.12771
6369 | 100 | 0 | 202 | 0 | 0 | 0 | 0 | 0 | 0 | 0 | 0 | 1657.47 | 0 | 118.83 | 18.83 | 0 | 1495.3399 | 4726.5755 | 100 | 6221.9154 | 6221.98 | -0.064551
6370 | 100 | 0 | 208.13 | 0 | 0 | 0 | 0 | 0 | 0 | 0 | 0 | 1657.47 | 0 | 148.4 | 48.4 | 0 | 1495.3399 | 4726.5755 | 100 | 6221.9154 | 6221.98 | -0.064551
6371 | 100 | 0 | 214.27 | 0 | 0 | 0 | 0 | 0 | 0 | 0 | 0 | 1657.47 | 0 | 162.31 | 62.31 | 0 | 1495.3399 | 4726.5755 | 100 | 6221.9154 | 6221.98 | -0.064551
6372 | 100 | 0 | 220.41 | 0 | 0 | 0 | 0 | 0 | 0 | 0 | 0 | 1657.47 | 0 | 196.71 | 96.71 | 0 | 1495.3399 | 4726.5755 | 100 | 6221.9154 | 6221.98 | -0.064551
6373 | 100 | 0 | 226.54 | 0 | 0 | 0 | 0 | 0 | 0 | 0 | 0 | 1657.47 | 0 | 193.83 | 93.83 | 0 | 1495.3399 | 4726.5755 | 100 | 6221.9154 | 6221.98 | -0.064551
6374 | 100 | 0 | 232.68 | 0 | 0 | 0 | 0 | 0 | 0 | 0 | 0 | 1657.47 | 0 | 179.22 | 79.22 | 0 | 1495.3399 | 4726.5755 | 100 | 6221.9154 | 6221.98 | -0.064551
6375 | 100 | 0 | 238.82 | 0 | 0 | 0 | 0 | 0 | 0 | 0 | 0 | 1657.47 | 0 | 124.38 | 24.38 | 0 | 1495.3399 | 4726.5755 | 100 | 6221.9154 | 6221.98 | -0.064551
6376 | 100 | 0 | 244.95 | 0 | 0 | 0 | 0 | 0 | 0 | 0 | 0 | 1657.47 | 0 | 111.96 | 11.96 | 0 | 1495.3399 | 4726.5755 | 100 | 6221.9154 | 6221.98 | -0.064551
6377 | 100 | 0 | 251.09 | 0 | 0 | 0 | 0 | 0 | 0 | 0 | 0 | 1657.47 | 40.03 | 59.97 | 0 | 0 | 1495.3399 | 2834.5273 | 59.97 | 4329.8673 | 4330.03 | -0.16274
6378 | 100 | 0 | 257.22 | 0 | 0 | 0 | 0 | 0 | 0 | 0 | 0 | 1657.47 | 88.92 | 11.08 | 0 | 0 | 1495.3399 | 523.7046 | 11.08 | 2019.0445 | 2019.1 | -0.055511
6379 | 100 | 0 | 263.36 | 0 | 0 | 0 | 0 | 0 | 0 | 0 | 0 | 1657.47 | 100 | 0 | 0 | 0 | 1495.3399 | 0 | 0 | 1495.3399 | 1495.4 | -0.060079
6380 | 100 | 0 | 269.5 | 0 | 0 | 0 | 0 | 0 | 0 | 0 | 0 | 1657.47 | 100 | 0 | 0 | 0 | 1495.3399 | 0 | 0 | 1495.3399 | 1495.4 | -0.060079
6381 | 100 | 0 | 275.63 | 0 | 0 | 0 | 0 | 0 | 0 | 0 | 0 | 1657.47 | 100 | 0 | 0 | 0 | 1495.3399 | 0 | 0 | 1495.3399 | 1495.4 | -0.060079
6382 | 100 | 0 | 281.77 | 0 | 0 | 0 | 0 | 0 | 0 | 0 | 0 | 1657.47 | 100 | 0 | 0 | 0 | 1495.3399 | 0 | 0 | 1495.3399 | 1495.4 | -0.060079
6383 | 100 | 0 | 287.91 | 0 | 0 | 0 | 0 | 0 | 0 | 0 | 0 | 1657.47 | 100 | 0 | 0 | 0 | 1495.3399 | 0 | 0 | 1495.3399 | 1495.4 | -0.060079
6384 | 100 | 0 | 294.04 | 0 | 0 | 0 | 0 | 0 | 0 | 0 | 0 | 1657.47 | 100 | 0 | 0 | 0 | 1495.3399 | 0 | 0 | 1495.3399 | 1495.4 | -0.060079
6385 | 100 | 0 | 300.18 | 0 | 0 | 0 | 0 | 0 | 0 | 0 | 0 | 1657.47 | 100 | 0 | 0 | 0 | 1495.3399 | 0 | 0 | 1495.3399 | 1495.4 | -0.060079
6386 | 100 | 0 | 306.31 | 0 | 0 | 0 | 0 | 0 | 0 | 0 | 0 | 1657.47 | 100 | 0 | 0 | 0 | 1495.3399 | 0 | 0 | 1495.3399 | 1495.4 | -0.060079
6387 | 100 | 0 | 312.45 | 0 | 0 | 0 | 0 | 0 | 0 | 0 | 0 | 1657.47 | 100 | 0 | 0 | 0 | 1495.3399 | 0 | 0 | 1495.3399 | 1495.4 | -0.060079
6388 | 100 | 0 | 318.59 | 0 | 0 | 0 | 0 | 0 | 0 | 0 | 0 | 1657.47 | 100 | 0 | 0 | 0 | 1495.3399 | 0 | 0 | 1495.3399 | 1495.4 | -0.060079
6389 | 100 | 0 | 324.72 | 0 | 0 | 0 | 0 | 0 | 0 | 0 | 0 | 1657.47 | 100 | 0 | 0 | 0 | 1495.3399 | 0 | 0 | 1495.3399 | 1495.4 | -0.060079
6390 | 100 | 0 | 330.86 | 0 | 0 | 0 | 0 | 0 | 0 | 0 | 0 | 1657.47 | 100 | 0 | 0 | 0 | 1495.3399 | 0 | 0 | 1495.3399 | 1495.4 | -0.060079
6391 | 100 | 0 | 337 | 0 | 0 | 0 | 0 | 0 | 0 | 0 | 0 | 1657.47 | 87.75 | 12.25 | 0 | 0 | 1495.3399 | 579.0055 | 12.25 | 2074.3454 | 2074.37 | -0.024577
6392 | 100 | 0 | 343.13 | 0 | 0 | 0 | 0 | 0 | 0 | 0 | 0 | 1657.47 | 34.55 | 65.45 | 0 | 0 | 1495.3399 | 3093.5437 | 65.45 | 4588.8836 | 4589.04 | -0.1564
6393 | 100 | 0 | 349.27 | 0 | 0 | 0 | 0 | 0 | 0 | 0 | 0 | 1657.47 | 0 | 119.09 | 19.09 | 0 | 1495.3399 | 4726.5755 | 100 | 6221.9154 | 6221.98 | -0.064551
6394 | 100 | 0 | 355.4 | 0 | 0 | 0 | 0 | 0 | 0 | 0 | 0 | 1657.47 | 0 | 159.58 | 59.58 | 0 | 1495.3399 | 4726.5755 | 100 | 6221.9154 | 6221.98 | -0.064551
6395 | 100 | 0 | 361.54 | 0 | 0 | 0 | 0 | 0 | 0 | 0 | 0 | 1657.47 | 0 | 184.93 | 84.93 | 0 | 1495.3399 | 4726.5755 | 100 | 6221.9154 | 6221.98 | -0.064551
6396 | 100 | 0 | 367.68 | 0 | 0 | 0 | 0 | 0 | 0 | 0 | 0 | 1657.47 | 0 | 195.67 | 95.67 | 0 | 1495.3399 | 4726.5755 | 100 | 6221.9154 | 6221.98 | -0.064551
6397 | 100 | 0 | 373.81 | 0 | 0 | 0 | 0 | 0 | 0 | 0 | 0 | 1657.47 | 0 | 194.46 | 94.46 | 0 | 1495.3399 | 4726.5755 | 100 | 6221.9154 | 6221.98 | -0.064551
6398 | 100 | 0 | 379.95 | 0 | 0 | 0 | 0 | 0 | 0 | 0 | 0 | 1657.47 | 0 | 178.69 | 78.69 | 0 | 1495.3399 | 4726.5755 | 100 | 6221.9154 | 6221.98 | -0.064551
6399 | 100 | 0 | 386.09 | 0 | 0 | 0 | 0 | 0 | 0 | 0 | 0 | 1657.47 | 0 | 151.74 | 51.74 | 0 | 1495.3399 | 4726.5755 | 100 | 6221.9154 | 6221.98 | -0.064551
6400 | 100 | 0 | 392.22 | 0 | 0 | 0 | 0 | 0 | 0 | 0 | 0 | 1657.47 | 0 | 111.69 | 11.69 | 0 | 1495.3399 | 4726.5755 | 100 | 6221.9154 | 6221.98 | -0.064551
6401 | 100 | 0 | 398.36 | 0 | 0 | 0 | 0 | 0 | 0 | 0 | 0 | 1657.47 | 39.84 | 60.16 | 0 | 0 | 1495.3399 | 2843.5078 | 60.16 | 4338.8478 | 4338.72 | 0.12776
6402 | 100 | 0 | 404.49 | 0 | 0 | 0 | 0 | 0 | 0 | 0 | 0 | 1657.47 | 89.18 | 10.82 | 0 | 0 | 1495.3399 | 511.4155 | 10.82 | 2006.7554 | 2006.88 | -0.12461
6403 | 100 | 0 | 410.63 | 0 | 0 | 0 | 0 | 0 | 0 | 0 | 0 | 1657.47 | 100 | 0 | 0 | 0 | 1495.3399 | 0 | 0 | 1495.3399 | 1495.4 | -0.060079
6404 | 100 | 0 | 416.77 | 0 | 0 | 0 | 0 | 0 | 0 | 0 | 0 | 1657.47 | 100 | 0 | 0 | 0 | 1495.3399 | 0 | 0 | 1495.3399 | 1495.4 | -0.060079
6405 | 100 | 0 | 422.9 | 0 | 0 | 0 | 0 | 0 | 0 | 0 | 0 | 1657.47 | 100 | 0 | 0 | 0 | 1495.3399 | 0 | 0 | 1495.3399 | 1495.4 | -0.060079
6406 | 100 | 0 | 429.04 | 0 | 0 | 0 | 0 | 0 | 0 | 0 | 0 | 1657.47 | 100 | 0 | 0 | 0 | 1495.3399 | 0 | 0 | 1495.3399 | 1495.4 | -0.060079
6407 | 100 | 0 | 435.18 | 0 | 0 | 0 | 0 | 0 | 0 | 0 | 0 | 1657.47 | 100 | 0 | 0 | 0 | 1495.3399 | 0 | 0 | 1495.3399 | 1495.4 | -0.060079
6408 | 100 | 0 | 441.31 | 0 | 0 | 0 | 0 | 0 | 0 | 0 | 0 | 1657.47 | 100 | 0 | 0 | 0 | 1495.3399 | 0 | 0 | 1495.3399 | 1495.4 | -0.060079
6409 | 100 | 0 | 447.45 | 0 | 0 | 0 | 0 | 0 | 0 | 0 | 0 | 1657.47 | 100 | 0 | 0 | 0 | 1495.3399 | 0 | 0 | 1495.3399 | 1495.4 | -0.060079
6410 | 100 | 0 | 453.58 | 0 | 0 | 0 | 0 | 0 | 0 | 0 | 0 | 1657.47 | 100 | 0 | 0 | 0 | 1495.3399 | 0 | 0 | 1495.3399 | 1495.4 | -0.060079
6411 | 100 | 0 | 459.72 | 0 | 0 | 0 | 0 | 0 | 0 | 0 | 0 | 1657.47 | 100 | 0 | 0 | 0 | 1495.3399 | 0 | 0 | 1495.3399 | 1495.4 | -0.060079
6412 | 100 | 0 | 465.86 | 0 | 0 | 0 | 0 | 0 | 0 | 0 | 0 | 1657.47 | 100 | 0 | 0 | 0 | 1495.3399 | 0 | 0 | 1495.3399 | 1495.4 | -0.060079
6413 | 100 | 0 | 471.99 | 0 | 0 | 0 | 0 | 0 | 0 | 0 | 0 | 1657.47 | 100 | 0 | 0 | 0 | 1495.3399 | 0 | 0 | 1495.3399 | 1495.4 | -0.060079
6414 | 100 | 0 | 478.13 | 0 | 0 | 0 | 0 | 0 | 0 | 0 | 0 | 1657.47 | 100 | 0 | 0 | 0 | 1495.3399 | 0 | 0 | 1495.3399 | 1495.4 | -0.060079
6415 | 100 | 0 | 484.27 | 0 | 0 | 0 | 0 | 0 | 0 | 0 | 0 | 1657.47 | 87.72 | 12.28 | 0 | 0 | 1495.3399 | 580.4235 | 12.28 | 2075.7634 | 2075.77 | -0.0066045
6416 | 100 | 0 | 490.4 | 0 | 0 | 0 | 0 | 0 | 0 | 0 | 0 | 1657.47 | 34.09 | 65.91 | 0 | 0 | 1495.3399 | 3115.2859 | 65.91 | 4610.6259 | 4610.69 | -0.064149
6417 | 100 | 0 | 496.54 | 0 | 0 | 0 | 0 | 0 | 0 | 0 | 0 | 1657.47 | 0 | 119.24 | 19.24 | 0 | 1495.3399 | 4726.5755 | 100 | 6221.9154 | 6221.98 | -0.064551
6418 | 100 | 0 | 502.67 | 0 | 0 | 0 | 0 | 0 | 0 | 0 | 0 | 1657.47 | 0 | 159.55 | 59.55 | 0 | 1495.3399 | 4726.5755 | 100 | 6221.9154 | 6221.98 | -0.064551
6419 | 100 | 0 | 508.81 | 0 | 0 | 0 | 0 | 0 | 0 | 0 | 0 | 1657.47 | 0 | 184.73 | 84.73 | 0 | 1495.3399 | 4726.5755 | 100 | 6221.9154 | 6221.98 | -0.064551
6420 | 100 | 0 | 514.95 | 0 | 0 | 0 | 0 | 0 | 0 | 0 | 0 | 1657.47 | 0 | 195.04 | 95.04 | 0 | 1495.3399 | 4726.5755 | 100 | 6221.9154 | 6221.98 | -0.064551
6421 | 100 | 0 | 521.08 | 0 | 0 | 0 | 0 | 0 | 0 | 0 | 0 | 1657.47 | 0 | 193.78 | 93.78 | 0 | 1495.3399 | 4726.5755 | 100 | 6221.9154 | 6221.98 | -0.064551
6422 | 100 | 0 | 527.22 | 0 | 0 | 0 | 0 | 0 | 0 | 0 | 0 | 1657.47 | 0 | 177.74 | 77.74 | 0 | 1495.3399 | 4726.5755 | 100 | 6221.9154 | 6221.98 | -0.064551
6423 | 100 | 0 | 533.36 | 0 | 0 | 0 | 0 | 0 | 0 | 0 | 0 | 1657.47 | 0 | 150.12 | 50.12 | 0 | 1495.3399 | 4726.5755 | 100 | 6221.9154 | 6221.98 | -0.064551
6424 | 100 | 0 | 539.49 | 0 | 0 | 0 | 0 | 0 | 0 | 0 | 0 | 1657.47 | 0 | 110.52 | 10.52 | 0 | 1495.3399 | 4726.5755 | 100 | 6221.9154 | 6221.98 | -0.064551
6425 | 58.41 | 0 | 520.11 | 0 | 0 | 0 | 0 | 0 | 0 | 0 | 0 | 1657.47 | 0 | 58.41 | 0 | 0 | 1495.3399 | 2760.7928 | 58.41 | 4256.1327 | 4256.2 | -0.067313
6426 | 9.75 | 0 | 470.86 | 0 | 0 | 0 | 0 | 0 | 0 | 0 | 0 | 1657.47 | 0 | 9.75 | 0 | 0 | 1495.3399 | 460.8411 | 9.75 | 1956.181 | 1956.09 | 0.091035
6427 | 19.01 | 0 | 427.29 | 0 | 0 | 0 | 0 | 0 | 0 | 0 | 0 | 1657.47 | 19.01 | 0 | 0 | 0 | 1495.3399 | 0 | 0 | 1495.3399 | 1495.4 | -0.060079
6428 | 19.01 | 0 | 383.73 | 0 | 0 | 0 | 0 | 0 | 0 | 0 | 0 | 1657.47 | 19.01 | 0 | 0 | 0 | 1495.3399 | 0 | 0 | 1495.3399 | 1495.4 | -0.060079
6429 | 19.01 | 0 | 340.16 | 0 | 0 | 0 | 0 | 0 | 0 | 0 | 0 | 1657.47 | 19.01 | 0 | 0 | 0 | 1495.3399 | 0 | 0 | 1495.3399 | 1495.4 | -0.060079
6430 | 100 | 0 | 346.3 | 0 | 0 | 0 | 0 | 0 | 0 | 0 | 0 | 1657.47 | 100 | 0 | 0 | 0 | 1495.3399 | 0 | 0 | 1495.3399 | 1495.4 | -0.060079
6431 | 100 | 0 | 352.43 | 0 | 0 | 0 | 0 | 0 | 0 | 0 | 0 | 1657.47 | 100 | 0 | 0 | 0 | 1495.3399 | 0 | 0 | 1495.3399 | 1495.4 | -0.060079
6432 | 100 | 0 | 358.57 | 0 | 0 | 0 | 0 | 0 | 0 | 0 | 0 | 1657.47 | 100 | 0 | 0 | 0 | 1495.3399 | 0 | 0 | 1495.3399 | 1495.4 | -0.060079
6433 | 100 | 0 | 364.71 | 0 | 0 | 0 | 0 | 0 | 0 | 0 | 0 | 1657.47 | 100 | 0 | 0 | 0 | 1495.3399 | 0 | 0 | 1495.3399 | 1495.4 | -0.060079
6434 | 100 | 0 | 370.84 | 0 | 0 | 0 | 0 | 0 | 0 | 0 | 0 | 1657.47 | 100 | 0 | 0 | 0 | 1495.3399 | 0 | 0 | 1495.3399 | 1495.4 | -0.060079
6435 | 100 | 0 | 376.98 | 0 | 0 | 0 | 0 | 0 | 0 | 0 | 0 | 1657.47 | 100 | 0 | 0 | 0 | 1495.3399 | 0 | 0 | 1495.3399 | 1495.4 | -0.060079
6436 | 100 | 0 | 383.11 | 0 | 0 | 0 | 0 | 0 | 0 | 0 | 0 | 1657.47 | 100 | 0 | 0 | 0 | 1495.3399 | 0 | 0 | 1495.3399 | 1495.4 | -0.060079
6437 | 100 | 0 | 389.25 | 0 | 0 | 0 | 0 | 0 | 0 | 0 | 0 | 1657.47 | 100 | 0 | 0 | 0 | 1495.3399 | 0 | 0 | 1495.3399 | 1495.4 | -0.060079
6438 | 100 | 0 | 395.39 | 0 | 0 | 0 | 0 | 0 | 0 | 0 | 0 | 1657.47 | 100 | 0 | 0 | 0 | 1495.3399 | 0 | 0 | 1495.3399 | 1495.4 | -0.060079
6439 | 100 | 0 | 401.52 | 0 | 0 | 0 | 0 | 0 | 0 | 0 | 0 | 1657.47 | 89.23 | 10.77 | 0 | 0 | 1495.3399 | 509.0522 | 10.77 | 2004.3921 | 2004.35 | 0.042105
6440 | 100 | 0 | 407.66 | 0 | 0 | 0 | 0 | 0 | 0 | 0 | 0 | 1657.47 | 39.32 | 60.68 | 0 | 0 | 1495.3399 | 2868.086 | 60.68 | 4363.426 | 4363.39 | 0.035951
6441 | 100 | 0 | 413.8 | 0 | 0 | 0 | 0 | 0 | 0 | 0 | 0 | 1657.47 | 0 | 112.69 | 12.69 | 0 | 1495.3399 | 4726.5755 | 100 | 6221.9154 | 6221.98 | -0.064551
6442 | 100 | 0 | 419.93 | 0 | 0 | 0 | 0 | 0 | 0 | 0 | 0 | 1657.47 | 0 | 150.39 | 50.39 | 0 | 1495.3399 | 4726.5755 | 100 | 6221.9154 | 6221.98 | -0.064551
6443 | 100 | 0 | 426.07 | 0 | 0 | 0 | 0 | 0 | 0 | 0 | 0 | 1657.47 | 0 | 172.85 | 72.85 | 0 | 1495.3399 | 4726.5755 | 100 | 6221.9154 | 6221.98 | -0.064551
6444 | 100 | 0 | 432.2 | 0 | 0 | 0 | 0 | 0 | 0 | 0 | 0 | 1657.47 | 0 | 181.32 | 81.32 | 0 | 1495.3399 | 4726.5755 | 100 | 6221.9154 | 6221.98 | -0.064551
6445 | 100 | 0 | 438.34 | 0 | 0 | 0 | 0 | 0 | 0 | 0 | 0 | 1657.47 | 0 | 180.99 | 80.99 | 0 | 1495.3399 | 4726.5755 | 100 | 6221.9154 | 6221.98 | -0.064551
6446 | 100 | 0 | 444.48 | 0 | 0 | 0 | 0 | 0 | 0 | 0 | 0 | 1657.47 | 0 | 168.84 | 68.84 | 0 | 1495.3399 | 4726.5755 | 100 | 6221.9154 | 6221.98 | -0.064551
6447 | 100 | 0 | 450.61 | 0 | 0 | 0 | 0 | 0 | 0 | 0 | 0 | 1657.47 | 0 | 143.34 | 43.34 | 0 | 1495.3399 | 4726.5755 | 100 | 6221.9154 | 6221.98 | -0.064551
6448 | 100 | 0 | 456.75 | 0 | 0 | 0 | 0 | 0 | 0 | 0 | 0 | 1657.47 | 0 | 105.48 | 5.48 | 0 | 1495.3399 | 4726.5755 | 100 | 6221.9154 | 6221.98 | -0.064551
6449 | 56.11 | 0 | 435.95 | 0 | 0 | 0 | 0 | 0 | 0 | 0 | 0 | 1657.47 | 0 | 56.11 | 0 | 0 | 1495.3399 | 2652.0815 | 56.11 | 4147.4214 | 4147.48 | -0.05855
6450 | 9.12 | 0 | 386.32 | 0 | 0 | 0 | 0 | 0 | 0 | 0 | 0 | 1657.47 | 0 | 9.12 | 0 | 0 | 1495.3399 | 431.0637 | 9.12 | 1926.4036 | 1926.4 | 0.0036088
6451 | 19.01 | 0 | 342.75 | 0 | 0 | 0 | 0 | 0 | 0 | 0 | 0 | 1657.47 | 19.01 | 0 | 0 | 0 | 1495.3399 | 0 | 0 | 1495.3399 | 1495.4 | -0.060079
6452 | 19.01 | 0 | 299.19 | 0 | 0 | 0 | 0 | 0 | 0 | 0 | 0 | 1657.47 | 19.01 | 0 | 0 | 0 | 1495.3399 | 0 | 0 | 1495.3399 | 1495.4 | -0.060079
6453 | 19.01 | 0 | 255.62 | 0 | 0 | 0 | 0 | 0 | 0 | 0 | 0 | 1657.47 | 19.01 | 0 | 0 | 0 | 1495.3399 | 0 | 0 | 1495.3399 | 1495.4 | -0.060079
6454 | 100 | 0 | 261.76 | 0 | 0 | 0 | 0 | 0 | 0 | 0 | 0 | 1657.47 | 100 | 0 | 0 | 0 | 1495.3399 | 0 | 0 | 1495.3399 | 1495.4 | -0.060079
6455 | 100 | 0 | 267.89 | 0 | 0 | 0 | 0 | 0 | 0 | 0 | 0 | 1657.47 | 100 | 0 | 0 | 0 | 1495.3399 | 0 | 0 | 1495.3399 | 1495.4 | -0.060079
6456 | 100 | 0 | 274.03 | 0 | 0 | 0 | 0 | 0 | 0 | 0 | 0 | 1657.47 | 100 | 0 | 0 | 0 | 1495.3399 | 0 | 0 | 1495.3399 | 1495.4 | -0.060079
6457 | 100 | 0 | 280.17 | 0 | 0 | 0 | 0 | 0 | 0 | 0 | 0 | 1657.47 | 100 | 0 | 0 | 0 | 1495.3399 | 0 | 0 | 1495.3399 | 1495.4 | -0.060079
6458 | 100 | 0 | 286.3 | 0 | 0 | 0 | 0 | 0 | 0 | 0 | 0 | 1657.47 | 100 | 0 | 0 | 0 | 1495.3399 | 0 | 0 | 1495.3399 | 1495.4 | -0.060079
6459 | 100 | 0 | 292.44 | 0 | 0 | 0 | 0 | 0 | 0 | 0 | 0 | 1657.47 | 100 | 0 | 0 | 0 | 1495.3399 | 0 | 0 | 1495.3399 | 1495.4 | -0.060079
6460 | 100 | 0 | 298.58 | 0 | 0 | 0 | 0 | 0 | 0 | 0 | 0 | 1657.47 | 100 | 0 | 0 | 0 | 1495.3399 | 0 | 0 | 1495.3399 | 1495.4 | -0.060079
6461 | 100 | 0 | 304.71 | 0 | 0 | 0 | 0 | 0 | 0 | 0 | 0 | 1657.47 | 100 | 0 | 0 | 0 | 1495.3399 | 0 | 0 | 1495.3399 | 1495.4 | -0.060079
6462 | 100 | 0 | 310.85 | 0 | 0 | 0 | 0 | 0 | 0 | 0 | 0 | 1657.47 | 100 | 0 | 0 | 0 | 1495.3399 | 0 | 0 | 1495.3399 | 1495.4 | -0.060079
6463 | 100 | 0 | 316.98 | 0 | 0 | 0 | 0 | 0 | 0 | 0 | 0 | 1657.47 | 88.99 | 11.01 | 0 | 0 | 1495.3399 | 520.396 | 11.01 | 2015.7359 | 2015.91 | -0.17411
6464 | 100 | 0 | 323.12 | 0 | 0 | 0 | 0 | 0 | 0 | 0 | 0 | 1657.47 | 38.48 | 61.52 | 0 | 0 | 1495.3399 | 2907.7893 | 61.52 | 4403.1292 | 4403.29 | -0.16081
6465 | 100 | 0 | 329.26 | 0 | 0 | 0 | 0 | 0 | 0 | 0 | 0 | 1657.47 | 0 | 112.72 | 12.72 | 0 | 1495.3399 | 4726.5755 | 100 | 6221.9154 | 6221.98 | -0.064551
6466 | 100 | 0 | 335.39 | 0 | 0 | 0 | 0 | 0 | 0 | 0 | 0 | 1657.47 | 0 | 150.74 | 50.74 | 0 | 1495.3399 | 4726.5755 | 100 | 6221.9154 | 6221.98 | -0.064551
6467 | 100 | 0 | 341.53 | 0 | 0 | 0 | 0 | 0 | 0 | 0 | 0 | 1657.47 | 0 | 174.78 | 74.78 | 0 | 1495.3399 | 4726.5755 | 100 | 6221.9154 | 6221.98 | -0.064551
6468 | 100 | 0 | 347.67 | 0 | 0 | 0 | 0 | 0 | 0 | 0 | 0 | 1657.47 | 0 | 185.18 | 85.18 | 0 | 1495.3399 | 4726.5755 | 100 | 6221.9154 | 6221.98 | -0.064551
6469 | 100 | 0 | 353.8 | 0 | 0 | 0 | 0 | 0 | 0 | 0 | 0 | 1657.47 | 0 | 183.74 | 83.74 | 0 | 1495.3399 | 4726.5755 | 100 | 6221.9154 | 6221.98 | -0.064551
6470 | 100 | 0 | 359.94 | 0 | 0 | 0 | 0 | 0 | 0 | 0 | 0 | 1657.47 | 0 | 170.37 | 70.37 | 0 | 1495.3399 | 4726.5755 | 100 | 6221.9154 | 6221.98 | -0.064551
6471 | 100 | 0 | 366.07 | 0 | 0 | 0 | 0 | 0 | 0 | 0 | 0 | 1657.47 | 0 | 144.61 | 44.61 | 0 | 1495.3399 | 4726.5755 | 100 | 6221.9154 | 6221.98 | -0.064551
6472 | 100 | 0 | 372.21 | 0 | 0 | 0 | 0 | 0 | 0 | 0 | 0 | 1657.47 | 0 | 106.6 | 6.6 | 0 | 1495.3399 | 4726.5755 | 100 | 6221.9154 | 6221.98 | -0.064551
6473 | 56.55 | 0 | 351.68 | 0 | 0 | 0 | 0 | 0 | 0 | 0 | 0 | 1657.47 | 0 | 56.55 | 0 | 0 | 1495.3399 | 2672.8785 | 56.55 | 4168.2184 | 4168.19 | 0.028382
6474 | 8.69 | 0 | 301.79 | 0 | 0 | 0 | 0 | 0 | 0 | 0 | 0 | 1657.47 | 0 | 8.69 | 0 | 0 | 1495.3399 | 410.7394 | 8.69 | 1906.0793 | 1906.3 | -0.22067
6475 | 19.01 | 0 | 258.22 | 0 | 0 | 0 | 0 | 0 | 0 | 0 | 0 | 1657.47 | 19.01 | 0 | 0 | 0 | 1495.3399 | 0 | 0 | 1495.3399 | 1495.4 | -0.060079
6476 | 19.01 | 0 | 214.66 | 0 | 0 | 0 | 0 | 0 | 0 | 0 | 0 | 1657.47 | 19.01 | 0 | 0 | 0 | 1495.3399 | 0 | 0 | 1495.3399 | 1495.4 | -0.060079
6477 | 19.01 | 0 | 171.09 | 0 | 0 | 0 | 0 | 0 | 0 | 0 | 0 | 1657.47 | 19.01 | 0 | 0 | 0 | 1495.3399 | 0 | 0 | 1495.3399 | 1495.4 | -0.060079
6478 | 100 | 0 | 177.23 | 0 | 0 | 0 | 0 | 0 | 0 | 0 | 0 | 1657.47 | 100 | 0 | 0 | 0 | 1495.3399 | 0 | 0 | 1495.3399 | 1495.4 | -0.060079
6479 | 100 | 0 | 183.36 | 0 | 0 | 0 | 0 | 0 | 0 | 0 | 0 | 1657.47 | 100 | 0 | 0 | 0 | 1495.3399 | 0 | 0 | 1495.3399 | 1495.4 | -0.060079
6480 | 100 | 0 | 189.5 | 0 | 0 | 0 | 0 | 0 | 0 | 0 | 0 | 1657.47 | 100 | 0 | 0 | 0 | 1495.3399 | 0 | 0 | 1495.3399 | 1495.4 | -0.060079
6481 | 100 | 0 | 195.64 | 0 | 0 | 0 | 0 | 0 | 0 | 0 | 0 | 1657.47 | 100 | 0 | 0 | 0 | 1495.3399 | 0 | 0 | 1495.3399 | 1495.4 | -0.060079
6482 | 100 | 0 | 201.77 | 0 | 0 | 0 | 0 | 0 | 0 | 0 | 0 | 1657.47 | 100 | 0 | 0 | 0 | 1495.3399 | 0 | 0 | 1495.3399 | 1495.4 | -0.060079
6483 | 100 | 0 | 207.91 | 0 | 0 | 0 | 0 | 0 | 0 | 0 | 0 | 1657.47 | 100 | 0 | 0 | 0 | 1495.3399 | 0 | 0 | 1495.3399 | 1495.4 | -0.060079
6484 | 100 | 0 | 214.04 | 0 | 0 | 0 | 0 | 0 | 0 | 0 | 0 | 1657.47 | 100 | 0 | 0 | 0 | 1495.3399 | 0 | 0 | 1495.3399 | 1495.4 | -0.060079
6485 | 100 | 0 | 220.18 | 0 | 0 | 0 | 0 | 0 | 0 | 0 | 0 | 1657.47 | 100 | 0 | 0 | 0 | 1495.3399 | 0 | 0 | 1495.3399 | 1495.4 | -0.060079
6486 | 100 | 0 | 226.32 | 0 | 0 | 0 | 0 | 0 | 0 | 0 | 0 | 1657.47 | 100 | 0 | 0 | 0 | 1495.3399 | 0 | 0 | 1495.3399 | 1495.4 | -0.060079
6487 | 100 | 0 | 232.45 | 0 | 0 | 0 | 0 | 0 | 0 | 0 | 0 | 1657.47 | 89.34 | 10.66 | 0 | 0 | 1495.3399 | 503.853 | 10.66 | 1999.1929 | 1999.28 | -0.087128
6488 | 100 | 0 | 238.59 | 0 | 0 | 0 | 0 | 0 | 0 | 0 | 0 | 1657.47 | 38.4 | 61.6 | 0 | 0 | 1495.3399 | 2911.5705 | 61.6 | 4406.9104 | 4407.07 | -0.15955
6489 | 100 | 0 | 244.73 | 0 | 0 | 0 | 0 | 0 | 0 | 0 | 0 | 1657.47 | 0 | 112.53 | 12.53 | 0 | 1495.3399 | 4726.5755 | 100 | 6221.9154 | 6221.98 | -0.064551
6490 | 100 | 0 | 250.86 | 0 | 0 | 0 | 0 | 0 | 0 | 0 | 0 | 1657.47 | 0 | 152.32 | 52.32 | 0 | 1495.3399 | 4726.5755 | 100 | 6221.9154 | 6221.98 | -0.064551
6491 | 100 | 0 | 257 | 0 | 0 | 0 | 0 | 0 | 0 | 0 | 0 | 1657.47 | 0 | 176.74 | 76.74 | 0 | 1495.3399 | 4726.5755 | 100 | 6221.9154 | 6221.98 | -0.064551
6492 | 100 | 0 | 263.13 | 0 | 0 | 0 | 0 | 0 | 0 | 0 | 0 | 1657.47 | 0 | 186.35 | 86.35 | 0 | 1495.3399 | 4726.5755 | 100 | 6221.9154 | 6221.98 | -0.064551
6493 | 100 | 0 | 269.27 | 0 | 0 | 0 | 0 | 0 | 0 | 0 | 0 | 1657.47 | 0 | 184.74 | 84.74 | 0 | 1495.3399 | 4726.5755 | 100 | 6221.9154 | 6221.98 | -0.064551
6494 | 100 | 0 | 275.41 | 0 | 0 | 0 | 0 | 0 | 0 | 0 | 0 | 1657.47 | 0 | 170.37 | 70.37 | 0 | 1495.3399 | 4726.5755 | 100 | 6221.9154 | 6221.98 | -0.064551
6495 | 100 | 0 | 281.54 | 0 | 0 | 0 | 0 | 0 | 0 | 0 | 0 | 1657.47 | 0 | 145.81 | 45.81 | 0 | 1495.3399 | 4726.5755 | 100 | 6221.9154 | 6221.98 | -0.064551
6496 | 100 | 0 | 287.68 | 0 | 0 | 0 | 0 | 0 | 0 | 0 | 0 | 1657.47 | 0 | 106.89 | 6.89 | 0 | 1495.3399 | 4726.5755 | 100 | 6221.9154 | 6221.98 | -0.064551
6497 | 56.06 | 0 | 266.85 | 0 | 0 | 0 | 0 | 0 | 0 | 0 | 0 | 1657.47 | 0 | 56.06 | 0 | 0 | 1495.3399 | 2649.7182 | 56.06 | 4145.0582 | 4144.93 | 0.12816
6498 | 7.87 | 0 | 216.45 | 0 | 0 | 0 | 0 | 0 | 0 | 0 | 0 | 1657.47 | 0 | 7.87 | 0 | 0 | 1495.3399 | 371.9815 | 7.87 | 1867.3214 | 1867.42 | -0.098585
6499 | 19.01 | 0 | 172.88 | 0 | 0 | 0 | 0 | 0 | 0 | 0 | 0 | 1657.47 | 19.01 | 0 | 0 | 0 | 1495.3399 | 0 | 0 | 1495.3399 | 1495.4 | -0.060079
6500 | 19.01 | 0 | 129.32 | 0 | 0 | 0 | 0 | 0 | 0 | 0 | 0 | 1657.47 | 19.01 | 0 | 0 | 0 | 1495.3399 | 0 | 0 | 1495.3399 | 1495.4 | -0.060079
6501 | 19.01 | 0 | 85.75 | 0 | 0 | 0 | 0 | 0 | 0 | 0 | 0 | 1657.47 | 19.01 | 0 | 0 | 0 | 1495.3399 | 0 | 0 | 1495.3399 | 1495.4 | -0.060079
6502 | 100 | 0 | 91.89 | 0 | 0 | 0 | 0 | 0 | 0 | 0 | 0 | 1657.47 | 100 | 0 | 0 | 0 | 1495.3399 | 0 | 0 | 1495.3399 | 1495.4 | -0.060079
6503 | 100 | 0 | 98.03 | 0 | 0 | 0 | 0 | 0 | 0 | 0 | 0 | 1657.47 | 100 | 0 | 0 | 0 | 1495.3399 | 0 | 0 | 1495.3399 | 1495.4 | -0.060079
6504 | 100 | 0 | 104.16 | 0 | 0 | 0 | 0 | 0 | 0 | 0 | 0 | 1657.47 | 100 | 0 | 0 | 0 | 1495.3399 | 0 | 0 | 1495.3399 | 1495.4 | -0.060079
6505 | 100 | 0 | 110.3 | 0 | 0 | 0 | 0 | 0 | 0 | 0 | 0 | 1657.47 | 100 | 0 | 0 | 0 | 1495.3399 | 0 | 0 | 1495.3399 | 1495.4 | -0.060079
6506 | 100 | 0 | 116.43 | 0 | 0 | 0 | 0 | 0 | 0 | 0 | 0 | 1657.47 | 100 | 0 | 0 | 0 | 1495.3399 | 0 | 0 | 1495.3399 | 1495.4 | -0.060079
6507 | 100 | 0 | 122.57 | 0 | 0 | 0 | 0 | 0 | 0 | 0 | 0 | 1657.47 | 100 | 0 | 0 | 0 | 1495.3399 | 0 | 0 | 1495.3399 | 1495.4 | -0.060079
6508 | 100 | 0 | 128.71 | 0 | 0 | 0 | 0 | 0 | 0 | 0 | 0 | 1657.47 | 100 | 0 | 0 | 0 | 1495.3399 | 0 | 0 | 1495.3399 | 1495.4 | -0.060079
6509 | 100 | 0 | 134.84 | 0 | 0 | 0 | 0 | 0 | 0 | 0 | 0 | 1657.47 | 100 | 0 | 0 | 0 | 1495.3399 | 0 | 0 | 1495.3399 | 1495.4 | -0.060079
6510 | 100 | 0 | 140.98 | 0 | 0 | 0 | 0 | 0 | 0 | 0 | 0 | 1657.47 | 100 | 0 | 0 | 0 | 1495.3399 | 0 | 0 | 1495.3399 | 1495.4 | -0.060079
6511 | 100 | 0 | 147.12 | 0 | 0 | 0 | 0 | 0 | 0 | 0 | 0 | 1657.47 | 89.05 | 10.95 | 0 | 0 | 1495.3399 | 517.56 | 10.95 | 2012.8999 | 2012.85 | 0.049941
6512 | 100 | 0 | 153.25 | 0 | 0 | 0 | 0 | 0 | 0 | 0 | 0 | 1657.47 | 35.93 | 64.07 | 0 | 0 | 1495.3399 | 3028.3169 | 64.07 | 4523.6569 | 4523.63 | 0.026862
6513 | 100 | 0 | 159.39 | 0 | 0 | 0 | 0 | 0 | 0 | 0 | 0 | 1657.47 | 0 | 118.15 | 18.15 | 0 | 1495.3399 | 4726.5755 | 100 | 6221.9154 | 6221.98 | -0.064551
6514 | 100 | 0 | 165.52 | 0 | 0 | 0 | 0 | 0 | 0 | 0 | 0 | 1657.47 | 0 | 157.53 | 57.53 | 0 | 1495.3399 | 4726.5755 | 100 | 6221.9154 | 6221.98 | -0.064551
6515 | 100 | 0 | 171.66 | 0 | 0 | 0 | 0 | 0 | 0 | 0 | 0 | 1657.47 | 0 | 182.89 | 82.89 | 0 | 1495.3399 | 4726.5755 | 100 | 6221.9154 | 6221.98 | -0.064551
6516 | 100 | 0 | 177.8 | 0 | 0 | 0 | 0 | 0 | 0 | 0 | 0 | 1657.47 | 0 | 193.08 | 93.08 | 0 | 1495.3399 | 4726.5755 | 100 | 6221.9154 | 6221.98 | -0.064551
6517 | 100 | 0 | 183.93 | 0 | 0 | 0 | 0 | 0 | 0 | 0 | 0 | 1657.47 | 0 | 189.99 | 89.99 | 0 | 1495.3399 | 4726.5755 | 100 | 6221.9154 | 6221.98 | -0.064551
6518 | 100 | 0 | 190.07 | 0 | 0 | 0 | 0 | 0 | 0 | 0 | 0 | 1657.47 | 0 | 174.77 | 74.77 | 0 | 1495.3399 | 4726.5755 | 100 | 6221.9154 | 6221.98 | -0.064551
6519 | 100 | 0 | 196.21 | 0 | 0 | 0 | 0 | 0 | 0 | 0 | 0 | 1657.47 | 0 | 147.51 | 47.51 | 0 | 1495.3399 | 4726.5755 | 100 | 6221.9154 | 6221.98 | -0.064551
6520 | 100 | 0 | 202.34 | 0 | 0 | 0 | 0 | 0 | 0 | 0 | 0 | 1657.47 | 0 | 107.37 | 7.37 | 0 | 1495.3399 | 4726.5755 | 100 | 6221.9154 | 6221.98 | -0.064551
6521 | 55.71 | 0 | 181.3 | 0 | 0 | 0 | 0 | 0 | 0 | 0 | 0 | 1657.47 | 0 | 55.71 | 0 | 0 | 1495.3399 | 2633.1752 | 55.71 | 4128.5151 | 4128.58 | -0.064853
6522 | 7.54 | 0 | 130.7 | 0 | 0 | 0 | 0 | 0 | 0 | 0 | 0 | 1657.47 | 0 | 7.54 | 0 | 0 | 1495.3399 | 356.3838 | 7.54 | 1851.7237 | 1851.8 | -0.076285
6523 | 19.01 | 0 | 87.13 | 0 | 0 | 0 | 0 | 0 | 0 | 0 | 0 | 1657.47 | 19.01 | 0 | 0 | 0 | 1495.3399 | 0 | 0 | 1495.3399 | 1495.4 | -0.060079
6524 | 19.01 | 0 | 43.57 | 0 | 0 | 0 | 0 | 0 | 0 | 0 | 0 | 1657.47 | 19.01 | 0 | 0 | 0 | 1495.3399 | 0 | 0 | 1495.3399 | 1495.4 | -0.060079
6525 | 19.01 | 0 | 0 | 0 | 0 | 0 | 0 | 0 | 0 | 0 | 0 | 1657.47 | 19.01 | 0 | 0 | 0 | 1495.3399 | 0 | 0 | 1495.3399 | 1495.4 | -0.060079
6526 | 100 | 0 | 6.14 | 0 | 0 | 0 | 0 | 0 | 0 | 0 | 0 | 1657.47 | 100 | 0 | 0 | 0 | 1495.3399 | 0 | 0 | 1495.3399 | 1495.4 | -0.060079
6527 | 100 | 0 | 12.27 | 0 | 0 | 0 | 0 | 0 | 0 | 0 | 0 | 1657.47 | 100 | 0 | 0 | 0 | 1495.3399 | 0 | 0 | 1495.3399 | 1495.4 | -0.060079
6528 | 100 | 0 | 18.41 | 0 | 0 | 0 | 0 | 0 | 0 | 0 | 0 | 1657.47 | 100 | 0 | 0 | 0 | 1495.3399 | 0 | 0 | 1495.3399 | 1495.4 | -0.060079
6529 | 100 | 0 | 24.54 | 0 | 0 | 0 | 0 | 0 | 0 | 0 | 0 | 1657.47 | 100 | 0 | 0 | 0 | 1495.3399 | 0 | 0 | 1495.3399 | 1495.4 | -0.060079
6530 | 100 | 0 | 30.68 | 0 | 0 | 0 | 0 | 0 | 0 | 0 | 0 | 1657.47 | 100 | 0 | 0 | 0 | 1495.3399 | 0 | 0 | 1495.3399 | 1495.4 | -0.060079
6531 | 100 | 0 | 36.82 | 0 | 0 | 0 | 0 | 0 | 0 | 0 | 0 | 1657.47 | 100 | 0 | 0 | 0 | 1495.3399 | 0 | 0 | 1495.3399 | 1495.4 | -0.060079
6532 | 100 | 0 | 42.95 | 0 | 0 | 0 | 0 | 0 | 0 | 0 | 0 | 1657.47 | 100 | 0 | 0 | 0 | 1495.3399 | 0 | 0 | 1495.3399 | 1495.4 | -0.060079
6533 | 100 | 0 | 49.09 | 0 | 0 | 0 | 0 | 0 | 0 | 0 | 0 | 1657.47 | 100 | 0 | 0 | 0 | 1495.3399 | 0 | 0 | 1495.3399 | 1495.4 | -0.060079
6534 | 100 | 0 | 55.23 | 0 | 0 | 0 | 0 | 0 | 0 | 0 | 0 | 1657.47 | 100 | 0 | 0 | 0 | 1495.3399 | 0 | 0 | 1495.3399 | 1495.4 | -0.060079
6535 | 100 | 0 | 61.36 | 0 | 0 | 0 | 0 | 0 | 0 | 0 | 0 | 1657.47 | 89.34 | 10.66 | 0 | 0 | 1495.3399 | 503.853 | 10.66 | 1999.1929 | 1999.35 | -0.15713
6536 | 100 | 0 | 67.5 | 0 | 0 | 0 | 0 | 0 | 0 | 0 | 0 | 1657.47 | 36.58 | 63.42 | 0 | 0 | 1495.3399 | 2997.5942 | 63.42 | 4492.9341 | 4492.81 | 0.12412
6537 | 100 | 0 | 73.63 | 0 | 0 | 0 | 0 | 0 | 0 | 0 | 0 | 1657.47 | 0 | 116.49 | 16.49 | 0 | 1495.3399 | 4726.5755 | 100 | 6221.9154 | 6221.98 | -0.064551
6538 | 100 | 0 | 79.77 | 0 | 0 | 0 | 0 | 0 | 0 | 0 | 0 | 1657.47 | 0 | 155.41 | 55.41 | 0 | 1495.3399 | 4726.5755 | 100 | 6221.9154 | 6221.98 | -0.064551
6539 | 100 | 0 | 85.91 | 0 | 0 | 0 | 0 | 0 | 0 | 0 | 0 | 1657.47 | 0 | 180.68 | 80.68 | 0 | 1495.3399 | 4726.5755 | 100 | 6221.9154 | 6221.98 | -0.064551
6540 | 100 | 0 | 92.04 | 0 | 0 | 0 | 0 | 0 | 0 | 0 | 0 | 1657.47 | 0 | 193.17 | 93.17 | 0 | 1495.3399 | 4726.5755 | 100 | 6221.9154 | 6221.98 | -0.064551
6541 | 100 | 0 | 98.18 | 0 | 0 | 0 | 0 | 0 | 0 | 0 | 0 | 1657.47 | 0 | 192.2 | 92.2 | 0 | 1495.3399 | 4726.5755 | 100 | 6221.9154 | 6221.98 | -0.064551
6542 | 100 | 0 | 104.32 | 0 | 0 | 0 | 0 | 0 | 0 | 0 | 0 | 1657.47 | 0 | 178.78 | 78.78 | 0 | 1495.3399 | 4726.5755 | 100 | 6221.9154 | 6221.98 | -0.064551
6543 | 100 | 0 | 110.45 | 0 | 0 | 0 | 0 | 0 | 0 | 0 | 0 | 1657.47 | 0 | 151.34 | 51.34 | 0 | 1495.3399 | 4726.5755 | 100 | 6221.9154 | 6221.98 | -0.064551
6544 | 100 | 0 | 116.59 | 0 | 0 | 0 | 0 | 0 | 0 | 0 | 0 | 1657.47 | 0 | 110.32 | 10.32 | 0 | 1495.3399 | 4726.5755 | 100 | 6221.9154 | 6221.98 | -0.064551
6545 | 100 | 0 | 122.72 | 0 | 0 | 0 | 0 | 0 | 0 | 0 | 0 | 1657.47 | 43.29 | 56.71 | 0 | 0 | 1495.3399 | 2680.441 | 56.71 | 4175.7809 | 4175.84 | -0.059097
6546 | 100 | 0 | 128.86 | 0 | 0 | 0 | 0 | 0 | 0 | 0 | 0 | 1657.47 | 92.91 | 7.09 | 0 | 0 | 1495.3399 | 335.1142 | 7.09 | 1830.4541 | 1830.39 | 0.064126
6547 | 100 | 0 | 135 | 0 | 0 | 0 | 0 | 0 | 0 | 0 | 0 | 1657.47 | 100 | 0 | 0 | 0 | 1495.3399 | 0 | 0 | 1495.3399 | 1495.4 | -0.060079
6548 | 100 | 0 | 141.13 | 0 | 0 | 0 | 0 | 0 | 0 | 0 | 0 | 1657.47 | 100 | 0 | 0 | 0 | 1495.3399 | 0 | 0 | 1495.3399 | 1495.4 | -0.060079
6549 | 100 | 0 | 147.27 | 0 | 0 | 0 | 0 | 0 | 0 | 0 | 0 | 1657.47 | 100 | 0 | 0 | 0 | 1495.3399 | 0 | 0 | 1495.3399 | 1495.4 | -0.060079
6550 | 100 | 0 | 153.41 | 0 | 0 | 0 | 0 | 0 | 0 | 0 | 0 | 1657.47 | 100 | 0 | 0 | 0 | 1495.3399 | 0 | 0 | 1495.3399 | 1495.4 | -0.060079
6551 | 100 | 0 | 159.54 | 0 | 0 | 0 | 0 | 0 | 0 | 0 | 0 | 1657.47 | 100 | 0 | 0 | 0 | 1495.3399 | 0 | 0 | 1495.3399 | 1495.4 | -0.060079
6552 | 100 | 0 | 165.68 | 0 | 0 | 0 | 0 | 0 | 0 | 0 | 0 | 1657.47 | 100 | 0 | 0 | 0 | 1495.3399 | 0 | 0 | 1495.3399 | 1495.4 | -0.060079
6553 | 100 | 0 | 171.81 | 0 | 0 | 0 | 0 | 0 | 0 | 0 | 0 | 1657.47 | 100 | 0 | 0 | 0 | 1495.3399 | 0 | 0 | 1495.3399 | 1495.4 | -0.060079
6554 | 100 | 0 | 177.95 | 0 | 0 | 0 | 0 | 0 | 0 | 0 | 0 | 1657.47 | 100 | 0 | 0 | 0 | 1495.3399 | 0 | 0 | 1495.3399 | 1495.4 | -0.060079
6555 | 100 | 0 | 184.09 | 0 | 0 | 0 | 0 | 0 | 0 | 0 | 0 | 1657.47 | 100 | 0 | 0 | 0 | 1495.3399 | 0 | 0 | 1495.3399 | 1495.4 | -0.060079
6556 | 100 | 0 | 190.22 | 0 | 0 | 0 | 0 | 0 | 0 | 0 | 0 | 1657.47 | 100 | 0 | 0 | 0 | 1495.3399 | 0 | 0 | 1495.3399 | 1495.4 | -0.060079
6557 | 100 | 0 | 196.36 | 0 | 0 | 0 | 0 | 0 | 0 | 0 | 0 | 1657.47 | 100 | 0 | 0 | 0 | 1495.3399 | 0 | 0 | 1495.3399 | 1495.4 | -0.060079
6558 | 100 | 0 | 202.5 | 0 | 0 | 0 | 0 | 0 | 0 | 0 | 0 | 1657.47 | 100 | 0 | 0 | 0 | 1495.3399 | 0 | 0 | 1495.3399 | 1495.4 | -0.060079
6559 | 100 | 0 | 208.63 | 0 | 0 | 0 | 0 | 0 | 0 | 0 | 0 | 1657.47 | 89.01 | 10.99 | 0 | 0 | 1495.3399 | 519.4507 | 10.99 | 2014.7906 | 2014.82 | -0.029429
6560 | 100 | 0 | 214.77 | 0 | 0 | 0 | 0 | 0 | 0 | 0 | 0 | 1657.47 | 34.54 | 65.46 | 0 | 0 | 1495.3399 | 3094.0163 | 65.46 | 4589.3563 | 4589.61 | -0.25374
6561 | 100 | 0 | 220.9 | 0 | 0 | 0 | 0 | 0 | 0 | 0 | 0 | 1657.47 | 0 | 122.4 | 22.4 | 0 | 1495.3399 | 4726.5755 | 100 | 6221.9154 | 6221.98 | -0.064551
6562 | 100 | 0 | 227.04 | 0 | 0 | 0 | 0 | 0 | 0 | 0 | 0 | 1657.47 | 0 | 164.79 | 64.79 | 0 | 1495.3399 | 4726.5755 | 100 | 6221.9154 | 6221.98 | -0.064551
6563 | 100 | 0 | 233.18 | 0 | 0 | 0 | 0 | 0 | 0 | 0 | 0 | 1657.47 | 0 | 193.51 | 93.51 | 0 | 1495.3399 | 4726.5755 | 100 | 6221.9154 | 6221.98 | -0.064551
6564 | 100 | 0 | 239.31 | 0 | 0 | 0 | 0 | 0 | 0 | 0 | 0 | 1657.47 | 0 | 200 | 100 | 0 | 1495.3399 | 4726.5755 | 100 | 6221.9154 | 6221.98 | -0.064551
6565 | 100 | 0 | 245.45 | 0 | 0 | 0 | 0 | 0 | 0 | 0 | 0 | 1657.47 | 0 | 200 | 100 | 0 | 1495.3399 | 4726.5755 | 100 | 6221.9154 | 6221.98 | -0.064551
6566 | 100 | 0 | 251.59 | 0 | 0 | 0 | 0 | 0 | 0 | 0 | 0 | 1657.47 | 0 | 187.69 | 87.69 | 0 | 1495.3399 | 4726.5755 | 100 | 6221.9154 | 6221.98 | -0.064551
6567 | 100 | 0 | 257.72 | 0 | 0 | 0 | 0 | 0 | 0 | 0 | 0 | 1657.47 | 0 | 157 | 57 | 0 | 1495.3399 | 4726.5755 | 100 | 6221.9154 | 6221.98 | -0.064551
6568 | 100 | 0 | 263.86 | 0 | 0 | 0 | 0 | 0 | 0 | 0 | 0 | 1657.47 | 0 | 113.51 | 13.51 | 0 | 1495.3399 | 4726.5755 | 100 | 6221.9154 | 6221.98 | -0.064551
6569 | 100 | 0 | 269.99 | 0 | 0 | 0 | 0 | 0 | 0 | 0 | 0 | 1657.47 | 42.47 | 57.53 | 0 | 0 | 1495.3399 | 2719.1989 | 57.53 | 4214.5388 | 4214.41 | 0.12882
6570 | 100 | 0 | 276.13 | 0 | 0 | 0 | 0 | 0 | 0 | 0 | 0 | 1657.47 | 93.38 | 6.62 | 0 | 0 | 1495.3399 | 312.8993 | 6.62 | 1808.2392 | 1808.53 | -0.29078
6571 | 100 | 0 | 282.27 | 0 | 0 | 0 | 0 | 0 | 0 | 0 | 0 | 1657.47 | 100 | 0 | 0 | 0 | 1495.3399 | 0 | 0 | 1495.3399 | 1495.4 | -0.060079
6572 | 100 | 0 | 288.4 | 0 | 0 | 0 | 0 | 0 | 0 | 0 | 0 | 1657.47 | 100 | 0 | 0 | 0 | 1495.3399 | 0 | 0 | 1495.3399 | 1495.4 | -0.060079
6573 | 100 | 0 | 294.54 | 0 | 0 | 0 | 0 | 0 | 0 | 0 | 0 | 1657.47 | 100 | 0 | 0 | 0 | 1495.3399 | 0 | 0 | 1495.3399 | 1495.4 | -0.060079
6574 | 100 | 0 | 300.68 | 0 | 0 | 0 | 0 | 0 | 0 | 0 | 0 | 1657.47 | 100 | 0 | 0 | 0 | 1495.3399 | 0 | 0 | 1495.3399 | 1495.4 | -0.060079
6575 | 100 | 0 | 306.81 | 0 | 0 | 0 | 0 | 0 | 0 | 0 | 0 | 1657.47 | 100 | 0 | 0 | 0 | 1495.3399 | 0 | 0 | 1495.3399 | 1495.4 | -0.060079
6576 | 100 | 0 | 312.95 | 0 | 0 | 0 | 0 | 0 | 0 | 0 | 0 | 1657.47 | 100 | 0 | 0 | 0 | 1495.3399 | 0 | 0 | 1495.3399 | 1495.4 | -0.060079
6577 | 100 | 0 | 319.08 | 0 | 0 | 0 | 0 | 0 | 0 | 0 | 0 | 1657.47 | 100 | 0 | 0 | 0 | 1495.3399 | 0 | 0 | 1495.3399 | 1495.4 | -0.060079
6578 | 100 | 0 | 325.22 | 0 | 0 | 0 | 0 | 0 | 0 | 0 | 0 | 1657.47 | 100 | 0 | 0 | 0 | 1495.3399 | 0 | 0 | 1495.3399 | 1495.4 | -0.060079
6579 | 100 | 0 | 331.36 | 0 | 0 | 0 | 0 | 0 | 0 | 0 | 0 | 1657.47 | 100 | 0 | 0 | 0 | 1495.3399 | 0 | 0 | 1495.3399 | 1495.4 | -0.060079
6580 | 100 | 0 | 337.49 | 0 | 0 | 0 | 0 | 0 | 0 | 0 | 0 | 1657.47 | 100 | 0 | 0 | 0 | 1495.3399 | 0 | 0 | 1495.3399 | 1495.4 | -0.060079
6581 | 100 | 0 | 343.63 | 0 | 0 | 0 | 0 | 0 | 0 | 0 | 0 | 1657.47 | 100 | 0 | 0 | 0 | 1495.3399 | 0 | 0 | 1495.3399 | 1495.4 | -0.060079
6582 | 100 | 0 | 349.77 | 0 | 0 | 0 | 0 | 0 | 0 | 0 | 0 | 1657.47 | 100 | 0 | 0 | 0 | 1495.3399 | 0 | 0 | 1495.3399 | 1495.4 | -0.060079
6583 | 100 | 0 | 355.9 | 0 | 0 | 0 | 0 | 0 | 0 | 0 | 0 | 1657.47 | 89.65 | 10.35 | 0 | 0 | 1495.3399 | 489.2006 | 10.35 | 1984.5405 | 1984.52 | 0.020488
6584 | 100 | 0 | 362.04 | 0 | 0 | 0 | 0 | 0 | 0 | 0 | 0 | 1657.47 | 35.78 | 64.22 | 0 | 0 | 1495.3399 | 3035.4068 | 64.22 | 4530.7467 | 4531 | -0.25328
6585 | 100 | 0 | 368.17 | 0 | 0 | 0 | 0 | 0 | 0 | 0 | 0 | 1657.47 | 0 | 119.9 | 19.9 | 0 | 1495.3399 | 4726.5755 | 100 | 6221.9154 | 6221.98 | -0.064551
6586 | 100 | 0 | 374.31 | 0 | 0 | 0 | 0 | 0 | 0 | 0 | 0 | 1657.47 | 49.26 | 50.74 | 0 | 0 | 1495.3399 | 2398.2644 | 50.74 | 3893.6043 | 3893.57 | 0.034344
6587 | 100 | 0 | 380.45 | 0 | 0 | 0 | 0 | 0 | 0 | 0 | 0 | 1657.47 | 45.75 | 54.25 | 0 | 0 | 1495.3399 | 2564.1672 | 54.25 | 4059.5071 | 4059.67 | -0.16286
6588 | 100 | 0 | 386.58 | 0 | 0 | 0 | 0 | 0 | 0 | 0 | 0 | 1657.47 | 0 | 169.04 | 69.04 | 0 | 1495.3399 | 4726.5755 | 100 | 6221.9154 | 6221.98 | -0.064551
6589 | 100 | 0 | 392.72 | 0 | 0 | 0 | 0 | 0 | 0 | 0 | 0 | 1657.47 | 0 | 168.72 | 68.72 | 0 | 1495.3399 | 4726.5755 | 100 | 6221.9154 | 6221.98 | -0.064551
6590 | 100 | 0 | 398.86 | 0 | 0 | 0 | 0 | 0 | 0 | 0 | 0 | 1657.47 | 0 | 155.19 | 55.19 | 0 | 1495.3399 | 4726.5755 | 100 | 6221.9154 | 6221.98 | -0.064551
6591 | 100 | 0 | 404.99 | 0 | 0 | 0 | 0 | 0 | 0 | 0 | 0 | 1657.47 | 0 | 159.64 | 59.64 | 0 | 1495.3399 | 4726.5755 | 100 | 6221.9154 | 6221.98 | -0.064551
6592 | 100 | 0 | 411.13 | 0 | 0 | 0 | 0 | 0 | 0 | 0 | 0 | 1657.47 | 0 | 113.07 | 13.07 | 0 | 1495.3399 | 4726.5755 | 100 | 6221.9154 | 6221.98 | -0.064551
6593 | 56.32 | 0 | 390.46 | 0 | 0 | 0 | 0 | 0 | 0 | 0 | 0 | 1657.47 | 0 | 56.32 | 0 | 0 | 1495.3399 | 2662.0073 | 56.32 | 4157.3473 | 4157.22 | 0.12726
6594 | 5.75 | 0 | 338.75 | 0 | 0 | 0 | 0 | 0 | 0 | 0 | 0 | 1657.47 | 0 | 5.75 | 0 | 0 | 1495.3399 | 271.7781 | 5.75 | 1767.118 | 1766.95 | 0.16801
6595 | 67.27 | 0 | 324.81 | 0 | 0 | 0 | 0 | 0 | 0 | 0 | 0 | 1657.47 | 67.27 | 0 | 0 | 0 | 1495.3399 | 0 | 0 | 1495.3399 | 1495.4 | -0.060079
6596 | 67.27 | 0 | 310.86 | 0 | 0 | 0 | 0 | 0 | 0 | 0 | 0 | 1657.47 | 67.27 | 0 | 0 | 0 | 1495.3399 | 0 | 0 | 1495.3399 | 1495.4 | -0.060079
6597 | 67.27 | 0 | 296.91 | 0 | 0 | 0 | 0 | 0 | 0 | 0 | 0 | 1657.47 | 67.27 | 0 | 0 | 0 | 1495.3399 | 0 | 0 | 1495.3399 | 1495.4 | -0.060079
6598 | 100 | 0 | 303.05 | 0 | 0 | 0 | 0 | 0 | 0 | 0 | 0 | 1657.47 | 100 | 0 | 0 | 0 | 1495.3399 | 0 | 0 | 1495.3399 | 1495.4 | -0.060079
6599 | 100 | 0 | 309.18 | 0 | 0 | 0 | 0 | 0 | 0 | 0 | 0 | 1657.47 | 100 | 0 | 0 | 0 | 1495.3399 | 0 | 0 | 1495.3399 | 1495.4 | -0.060079
6600 | 100 | 0 | 315.32 | 0 | 0 | 0 | 0 | 0 | 0 | 0 | 0 | 1657.47 | 100 | 0 | 0 | 0 | 1495.3399 | 0 | 0 | 1495.3399 | 1495.4 | -0.060079
6601 | 100 | 0 | 321.46 | 0 | 0 | 0 | 0 | 0 | 0 | 0 | 0 | 1657.47 | 100 | 0 | 0 | 0 | 1495.3399 | 0 | 0 | 1495.3399 | 1495.4 | -0.060079
6602 | 100 | 0 | 327.59 | 0 | 0 | 0 | 0 | 0 | 0 | 0 | 0 | 1657.47 | 100 | 0 | 0 | 0 | 1495.3399 | 0 | 0 | 1495.3399 | 1495.4 | -0.060079
6603 | 100 | 0 | 333.73 | 0 | 0 | 0 | 0 | 0 | 0 | 0 | 0 | 1657.47 | 100 | 0 | 0 | 0 | 1495.3399 | 0 | 0 | 1495.3399 | 1495.4 | -0.060079
6604 | 100 | 0 | 339.87 | 0 | 0 | 0 | 0 | 0 | 0 | 0 | 0 | 1657.47 | 100 | 0 | 0 | 0 | 1495.3399 | 0 | 0 | 1495.3399 | 1495.4 | -0.060079
6605 | 100 | 0 | 346 | 0 | 0 | 0 | 0 | 0 | 0 | 0 | 0 | 1657.47 | 100 | 0 | 0 | 0 | 1495.3399 | 0 | 0 | 1495.3399 | 1495.4 | -0.060079
6606 | 100 | 0 | 352.14 | 0 | 0 | 0 | 0 | 0 | 0 | 0 | 0 | 1657.47 | 100 | 0 | 0 | 0 | 1495.3399 | 0 | 0 | 1495.3399 | 1495.4 | -0.060079
6607 | 100 | 0 | 358.27 | 0 | 0 | 0 | 0 | 0 | 0 | 0 | 0 | 1657.47 | 100 | 0 | 0 | 0 | 1495.3399 | 0 | 0 | 1495.3399 | 1495.4 | -0.060079
6608 | 100 | 0 | 364.41 | 0 | 0 | 0 | 0 | 0 | 0 | 0 | 0 | 1657.47 | 98.49 | 1.51 | 0 | 0 | 1495.3399 | 71.3713 | 1.51 | 1566.7112 | 1566.94 | -0.22879
6609 | 93.28 | 0 | 366.42 | 0 | 0 | 0 | 0 | 0 | 0 | 0 | 0 | 1657.47 | 67.27 | 26 | 0 | 0 | 1495.3399 | 1228.9096 | 26 | 2724.2496 | 2724.41 | -0.16044
6610 | 100 | 0 | 372.56 | 0 | 0 | 0 | 0 | 0 | 0 | 0 | 0 | 1657.47 | 41.11 | 58.89 | 0 | 0 | 1495.3399 | 2783.4803 | 58.89 | 4278.8202 | 4278.79 | 0.030249
6611 | 100 | 0 | 378.69 | 0 | 0 | 0 | 0 | 0 | 0 | 0 | 0 | 1657.47 | 29.5 | 70.5 | 0 | 0 | 1495.3399 | 3332.2357 | 70.5 | 4827.5757 | 4827.45 | 0.12567
6612 | 100 | 0 | 384.83 | 0 | 0 | 0 | 0 | 0 | 0 | 0 | 0 | 1657.47 | 50.41 | 49.59 | 0 | 0 | 1495.3399 | 2343.9088 | 49.59 | 3839.2487 | 3839.22 | 0.028725
6613 | 59.39 | 0 | 366.04 | 0 | 0 | 0 | 0 | 0 | 0 | 0 | 0 | 1657.47 | 0 | 59.39 | 0 | 0 | 1495.3399 | 2807.1132 | 59.39 | 4302.4531 | 4302.42 | 0.033127
6614 | 69.84 | 0 | 353.67 | 0 | 0 | 0 | 0 | 0 | 0 | 0 | 0 | 1657.47 | 0 | 69.84 | 0 | 0 | 1495.3399 | 3301.0403 | 69.84 | 4796.3803 | 4796.25 | 0.13027
6615 | 86.43 | 0 | 351.48 | 0 | 0 | 0 | 0 | 0 | 0 | 0 | 0 | 1657.47 | 0 | 86.43 | 0 | 0 | 1495.3399 | 4085.1792 | 86.43 | 5580.5191 | 5580.39 | 0.12915
6616 | 37.34 | 0 | 319.16 | 0 | 0 | 0 | 0 | 0 | 0 | 0 | 0 | 1657.47 | 0 | 37.34 | 0 | 0 | 1495.3399 | 1764.9033 | 37.34 | 3260.2432 | 3260.5 | -0.25678
6617 | 53.05 | 0 | 296.48 | 0 | 0 | 0 | 0 | 0 | 0 | 0 | 0 | 1657.47 | 0 | 53.05 | 0 | 0 | 1495.3399 | 2507.4483 | 53.05 | 4002.7882 | 4002.66 | 0.12824
6618 | 4.48 | 0 | 244 | 0 | 0 | 0 | 0 | 0 | 0 | 0 | 0 | 1657.47 | 0 | 4.48 | 0 | 0 | 1495.3399 | 211.7506 | 4.48 | 1707.0905 | 1706.98 | 0.1105
6619 | 67.27 | 0 | 230.05 | 0 | 0 | 0 | 0 | 0 | 0 | 0 | 0 | 1657.47 | 67.27 | 0 | 0 | 0 | 1495.3399 | 0 | 0 | 1495.3399 | 1495.4 | -0.060079
6620 | 67.27 | 0 | 216.11 | 0 | 0 | 0 | 0 | 0 | 0 | 0 | 0 | 1657.47 | 67.27 | 0 | 0 | 0 | 1495.3399 | 0 | 0 | 1495.3399 | 1495.4 | -0.060079
6621 | 67.27 | 0 | 202.16 | 0 | 0 | 0 | 0 | 0 | 0 | 0 | 0 | 1657.47 | 67.27 | 0 | 0 | 0 | 1495.3399 | 0 | 0 | 1495.3399 | 1495.4 | -0.060079
6622 | 100 | 0 | 208.3 | 0 | 0 | 0 | 0 | 0 | 0 | 0 | 0 | 1657.47 | 100 | 0 | 0 | 0 | 1495.3399 | 0 | 0 | 1495.3399 | 1495.4 | -0.060079
6623 | 100 | 0 | 214.43 | 0 | 0 | 0 | 0 | 0 | 0 | 0 | 0 | 1657.47 | 100 | 0 | 0 | 0 | 1495.3399 | 0 | 0 | 1495.3399 | 1495.4 | -0.060079
6624 | 100 | 0 | 220.57 | 0 | 0 | 0 | 0 | 0 | 0 | 0 | 0 | 1657.47 | 100 | 0 | 0 | 0 | 1495.3399 | 0 | 0 | 1495.3399 | 1495.4 | -0.060079
6625 | 100 | 0 | 226.71 | 0 | 0 | 0 | 0 | 0 | 0 | 0 | 0 | 1657.47 | 100 | 0 | 0 | 0 | 1495.3399 | 0 | 0 | 1495.3399 | 1495.4 | -0.060079
6626 | 100 | 0 | 232.84 | 0 | 0 | 0 | 0 | 0 | 0 | 0 | 0 | 1657.47 | 100 | 0 | 0 | 0 | 1495.3399 | 0 | 0 | 1495.3399 | 1495.4 | -0.060079
6627 | 100 | 0 | 238.98 | 0 | 0 | 0 | 0 | 0 | 0 | 0 | 0 | 1657.47 | 100 | 0 | 0 | 0 | 1495.3399 | 0 | 0 | 1495.3399 | 1495.4 | -0.060079
6628 | 100 | 0 | 245.11 | 0 | 0 | 0 | 0 | 0 | 0 | 0 | 0 | 1657.47 | 100 | 0 | 0 | 0 | 1495.3399 | 0 | 0 | 1495.3399 | 1495.4 | -0.060079
6629 | 100 | 0 | 251.25 | 0 | 0 | 0 | 0 | 0 | 0 | 0 | 0 | 1657.47 | 100 | 0 | 0 | 0 | 1495.3399 | 0 | 0 | 1495.3399 | 1495.4 | -0.060079
6630 | 100 | 0 | 257.39 | 0 | 0 | 0 | 0 | 0 | 0 | 0 | 0 | 1657.47 | 100 | 0 | 0 | 0 | 1495.3399 | 0 | 0 | 1495.3399 | 1495.4 | -0.060079
6631 | 100 | 0 | 263.52 | 0 | 0 | 0 | 0 | 0 | 0 | 0 | 0 | 1657.47 | 91.23 | 8.77 | 0 | 0 | 1495.3399 | 414.5207 | 8.77 | 1909.8606 | 1909.96 | -0.099406
6632 | 100 | 0 | 269.66 | 0 | 0 | 0 | 0 | 0 | 0 | 0 | 0 | 1657.47 | 38.73 | 61.27 | 0 | 0 | 1495.3399 | 2895.9728 | 61.27 | 4391.3127 | 4391.19 | 0.12275
6633 | 100 | 0 | 275.8 | 0 | 0 | 0 | 0 | 0 | 0 | 0 | 0 | 1657.47 | 43.75 | 56.25 | 0 | 0 | 1495.3399 | 2658.6987 | 56.25 | 4154.0387 | 4154.1 | -0.061345
6634 | 100 | 0 | 281.93 | 0 | 0 | 0 | 0 | 0 | 0 | 0 | 0 | 1657.47 | 0 | 154.9 | 54.9 | 0 | 1495.3399 | 4726.5755 | 100 | 6221.9154 | 6221.98 | -0.064551
6635 | 100 | 0 | 288.07 | 0 | 0 | 0 | 0 | 0 | 0 | 0 | 0 | 1657.47 | 0 | 144.88 | 44.88 | 0 | 1495.3399 | 4726.5755 | 100 | 6221.9154 | 6221.98 | -0.064551
6636 | 100 | 0 | 294.2 | 0 | 0 | 0 | 0 | 0 | 0 | 0 | 0 | 1657.47 | 0 | 157.67 | 57.67 | 0 | 1495.3399 | 4726.5755 | 100 | 6221.9154 | 6221.98 | -0.064551
6637 | 100 | 0 | 300.34 | 0 | 0 | 0 | 0 | 0 | 0 | 0 | 0 | 1657.47 | 0 | 198.43 | 98.43 | 0 | 1495.3399 | 4726.5755 | 100 | 6221.9154 | 6221.98 | -0.064551
6638 | 100 | 0 | 306.48 | 0 | 0 | 0 | 0 | 0 | 0 | 0 | 0 | 1657.47 | 0 | 180.84 | 80.84 | 0 | 1495.3399 | 4726.5755 | 100 | 6221.9154 | 6221.98 | -0.064551
6639 | 100 | 0 | 312.61 | 0 | 0 | 0 | 0 | 0 | 0 | 0 | 0 | 1657.47 | 0 | 151.02 | 51.02 | 0 | 1495.3399 | 4726.5755 | 100 | 6221.9154 | 6221.98 | -0.064551
6640 | 100 | 0 | 318.75 | 0 | 0 | 0 | 0 | 0 | 0 | 0 | 0 | 1657.47 | 0 | 107.06 | 7.06 | 0 | 1495.3399 | 4726.5755 | 100 | 6221.9154 | 6221.98 | -0.064551
6641 | 52.45 | 0 | 295.71 | 0 | 0 | 0 | 0 | 0 | 0 | 0 | 0 | 1657.47 | 0 | 52.45 | 0 | 0 | 1495.3399 | 2479.0889 | 52.45 | 3974.4288 | 3974.68 | -0.25121
6642 | 3.3 | 0 | 242.5 | 0 | 0 | 0 | 0 | 0 | 0 | 0 | 0 | 1657.47 | 0 | 3.3 | 0 | 0 | 1495.3399 | 155.977 | 3.3 | 1651.3169 | 1651.16 | 0.15691
6643 | 67.27 | 0 | 228.55 | 0 | 0 | 0 | 0 | 0 | 0 | 0 | 0 | 1657.47 | 67.27 | 0 | 0 | 0 | 1495.3399 | 0 | 0 | 1495.3399 | 1495.4 | -0.060079
6644 | 67.27 | 0 | 214.61 | 0 | 0 | 0 | 0 | 0 | 0 | 0 | 0 | 1657.47 | 67.27 | 0 | 0 | 0 | 1495.3399 | 0 | 0 | 1495.3399 | 1495.4 | -0.060079
6645 | 67.27 | 0 | 200.66 | 0 | 0 | 0 | 0 | 0 | 0 | 0 | 0 | 1657.47 | 67.27 | 0 | 0 | 0 | 1495.3399 | 0 | 0 | 1495.3399 | 1495.4 | -0.060079
6646 | 100 | 0 | 206.8 | 0 | 0 | 0 | 0 | 0 | 0 | 0 | 0 | 1657.47 | 100 | 0 | 0 | 0 | 1495.3399 | 0 | 0 | 1495.3399 | 1495.4 | -0.060079
6647 | 100 | 0 | 212.93 | 0 | 0 | 0 | 0 | 0 | 0 | 0 | 0 | 1657.47 | 100 | 0 | 0 | 0 | 1495.3399 | 0 | 0 | 1495.3399 | 1495.4 | -0.060079
6648 | 100 | 0 | 219.07 | 0 | 0 | 0 | 0 | 0 | 0 | 0 | 0 | 1657.47 | 100 | 0 | 0 | 0 | 1495.3399 | 0 | 0 | 1495.3399 | 1495.4 | -0.060079
6649 | 100 | 0 | 225.2 | 0 | 0 | 0 | 0 | 0 | 0 | 0 | 0 | 1657.47 | 100 | 0 | 0 | 0 | 1495.3399 | 0 | 0 | 1495.3399 | 1495.4 | -0.060079
6650 | 100 | 0 | 231.34 | 0 | 0 | 0 | 0 | 0 | 0 | 0 | 0 | 1657.47 | 100 | 0 | 0 | 0 | 1495.3399 | 0 | 0 | 1495.3399 | 1495.4 | -0.060079
6651 | 100 | 0 | 237.48 | 0 | 0 | 0 | 0 | 0 | 0 | 0 | 0 | 1657.47 | 100 | 0 | 0 | 0 | 1495.3399 | 0 | 0 | 1495.3399 | 1495.4 | -0.060079
6652 | 100 | 0 | 243.61 | 0 | 0 | 0 | 0 | 0 | 0 | 0 | 0 | 1657.47 | 100 | 0 | 0 | 0 | 1495.3399 | 0 | 0 | 1495.3399 | 1495.4 | -0.060079
6653 | 100 | 0 | 249.75 | 0 | 0 | 0 | 0 | 0 | 0 | 0 | 0 | 1657.47 | 100 | 0 | 0 | 0 | 1495.3399 | 0 | 0 | 1495.3399 | 1495.4 | -0.060079
6654 | 100 | 0 | 255.89 | 0 | 0 | 0 | 0 | 0 | 0 | 0 | 0 | 1657.47 | 100 | 0 | 0 | 0 | 1495.3399 | 0 | 0 | 1495.3399 | 1495.4 | -0.060079
6655 | 100 | 0 | 262.02 | 0 | 0 | 0 | 0 | 0 | 0 | 0 | 0 | 1657.47 | 90.81 | 9.19 | 0 | 0 | 1495.3399 | 434.3723 | 9.19 | 1929.7122 | 1929.72 | -0.0077883
6656 | 100 | 0 | 268.16 | 0 | 0 | 0 | 0 | 0 | 0 | 0 | 0 | 1657.47 | 35.46 | 64.54 | 0 | 0 | 1495.3399 | 3050.5318 | 64.54 | 4545.8718 | 4546.12 | -0.24823
6657 | 100 | 0 | 274.29 | 0 | 0 | 0 | 0 | 0 | 0 | 0 | 0 | 1657.47 | 0 | 118.51 | 18.51 | 0 | 1495.3399 | 4726.5755 | 100 | 6221.9154 | 6221.98 | -0.064551
6658 | 100 | 0 | 280.43 | 0 | 0 | 0 | 0 | 0 | 0 | 0 | 0 | 1657.47 | 0 | 154.98 | 54.98 | 0 | 1495.3399 | 4726.5755 | 100 | 6221.9154 | 6221.98 | -0.064551
6659 | 100 | 0 | 286.57 | 0 | 0 | 0 | 0 | 0 | 0 | 0 | 0 | 1657.47 | 0 | 183.45 | 83.45 | 0 | 1495.3399 | 4726.5755 | 100 | 6221.9154 | 6221.98 | -0.064551
6660 | 100 | 0 | 292.7 | 0 | 0 | 0 | 0 | 0 | 0 | 0 | 0 | 1657.47 | 0 | 198.14 | 98.14 | 0 | 1495.3399 | 4726.5755 | 100 | 6221.9154 | 6221.98 | -0.064551
6661 | 100 | 0 | 298.84 | 0 | 0 | 0 | 0 | 0 | 0 | 0 | 0 | 1657.47 | 0 | 197.76 | 97.76 | 0 | 1495.3399 | 4726.5755 | 100 | 6221.9154 | 6221.98 | -0.064551
6662 | 100 | 0 | 304.98 | 0 | 0 | 0 | 0 | 0 | 0 | 0 | 0 | 1657.47 | 0 | 181.96 | 81.96 | 0 | 1495.3399 | 4726.5755 | 100 | 6221.9154 | 6221.98 | -0.064551
6663 | 100 | 0 | 311.11 | 0 | 0 | 0 | 0 | 0 | 0 | 0 | 0 | 1657.47 | 0 | 152.08 | 52.08 | 0 | 1495.3399 | 4726.5755 | 100 | 6221.9154 | 6221.98 | -0.064551
6664 | 100 | 0 | 317.25 | 0 | 0 | 0 | 0 | 0 | 0 | 0 | 0 | 1657.47 | 0 | 108.93 | 8.93 | 0 | 1495.3399 | 4726.5755 | 100 | 6221.9154 | 6221.98 | -0.064551
6665 | 53.5 | 0 | 294.85 | 0 | 0 | 0 | 0 | 0 | 0 | 0 | 0 | 1657.47 | 0 | 53.5 | 0 | 0 | 1495.3399 | 2528.7179 | 53.5 | 4024.0578 | 4024.22 | -0.16217
6666 | 3.26 | 0 | 241.62 | 0 | 0 | 0 | 0 | 0 | 0 | 0 | 0 | 1657.47 | 0 | 3.26 | 0 | 0 | 1495.3399 | 154.0864 | 3.26 | 1649.4263 | 1649.48 | -0.053717
6667 | 67.27 | 0 | 227.67 | 0 | 0 | 0 | 0 | 0 | 0 | 0 | 0 | 1657.47 | 67.27 | 0 | 0 | 0 | 1495.3399 | 0 | 0 | 1495.3399 | 1495.4 | -0.060079
6668 | 67.27 | 0 | 213.73 | 0 | 0 | 0 | 0 | 0 | 0 | 0 | 0 | 1657.47 | 67.27 | 0 | 0 | 0 | 1495.3399 | 0 | 0 | 1495.3399 | 1495.4 | -0.060079
6669 | 67.27 | 0 | 199.78 | 0 | 0 | 0 | 0 | 0 | 0 | 0 | 0 | 1657.47 | 67.27 | 0 | 0 | 0 | 1495.3399 | 0 | 0 | 1495.3399 | 1495.4 | -0.060079
6670 | 100 | 0 | 205.92 | 0 | 0 | 0 | 0 | 0 | 0 | 0 | 0 | 1657.47 | 100 | 0 | 0 | 0 | 1495.3399 | 0 | 0 | 1495.3399 | 1495.4 | -0.060079
6671 | 100 | 0 | 212.05 | 0 | 0 | 0 | 0 | 0 | 0 | 0 | 0 | 1657.47 | 100 | 0 | 0 | 0 | 1495.3399 | 0 | 0 | 1495.3399 | 1495.4 | -0.060079
6672 | 100 | 0 | 218.19 | 0 | 0 | 0 | 0 | 0 | 0 | 0 | 0 | 1657.47 | 100 | 0 | 0 | 0 | 1495.3399 | 0 | 0 | 1495.3399 | 1495.4 | -0.060079
6673 | 100 | 0 | 224.32 | 0 | 0 | 0 | 0 | 0 | 0 | 0 | 0 | 1657.47 | 100 | 0 | 0 | 0 | 1495.3399 | 0 | 0 | 1495.3399 | 1495.4 | -0.060079
6674 | 100 | 0 | 230.46 | 0 | 0 | 0 | 0 | 0 | 0 | 0 | 0 | 1657.47 | 100 | 0 | 0 | 0 | 1495.3399 | 0 | 0 | 1495.3399 | 1495.4 | -0.060079
6675 | 100 | 0 | 236.6 | 0 | 0 | 0 | 0 | 0 | 0 | 0 | 0 | 1657.47 | 100 | 0 | 0 | 0 | 1495.3399 | 0 | 0 | 1495.3399 | 1495.4 | -0.060079
6676 | 100 | 0 | 242.73 | 0 | 0 | 0 | 0 | 0 | 0 | 0 | 0 | 1657.47 | 100 | 0 | 0 | 0 | 1495.3399 | 0 | 0 | 1495.3399 | 1495.4 | -0.060079
6677 | 100 | 0 | 248.87 | 0 | 0 | 0 | 0 | 0 | 0 | 0 | 0 | 1657.47 | 100 | 0 | 0 | 0 | 1495.3399 | 0 | 0 | 1495.3399 | 1495.4 | -0.060079
6678 | 100 | 0 | 255.01 | 0 | 0 | 0 | 0 | 0 | 0 | 0 | 0 | 1657.47 | 100 | 0 | 0 | 0 | 1495.3399 | 0 | 0 | 1495.3399 | 1495.4 | -0.060079
6679 | 100 | 0 | 261.14 | 0 | 0 | 0 | 0 | 0 | 0 | 0 | 0 | 1657.47 | 91.17 | 8.83 | 0 | 0 | 1495.3399 | 417.3566 | 8.83 | 1912.6965 | 1912.67 | 0.02654
6680 | 100 | 0 | 267.28 | 0 | 0 | 0 | 0 | 0 | 0 | 0 | 0 | 1657.47 | 36.07 | 63.93 | 0 | 0 | 1495.3399 | 3021.6997 | 63.93 | 4517.0397 | 4517.29 | -0.25034
6681 | 100 | 0 | 273.41 | 0 | 0 | 0 | 0 | 0 | 0 | 0 | 0 | 1657.47 | 0 | 119.11 | 19.11 | 0 | 1495.3399 | 4726.5755 | 100 | 6221.9154 | 6221.98 | -0.064551
6682 | 100 | 0 | 279.55 | 0 | 0 | 0 | 0 | 0 | 0 | 0 | 0 | 1657.47 | 0 | 158.34 | 58.34 | 0 | 1495.3399 | 4726.5755 | 100 | 6221.9154 | 6221.98 | -0.064551
6683 | 100 | 0 | 285.69 | 0 | 0 | 0 | 0 | 0 | 0 | 0 | 0 | 1657.47 | 0 | 182.45 | 82.45 | 0 | 1495.3399 | 4726.5755 | 100 | 6221.9154 | 6221.98 | -0.064551
6684 | 100 | 0 | 291.82 | 0 | 0 | 0 | 0 | 0 | 0 | 0 | 0 | 1657.47 | 0 | 191.78 | 91.78 | 0 | 1495.3399 | 4726.5755 | 100 | 6221.9154 | 6221.98 | -0.064551
6685 | 100 | 0 | 297.96 | 0 | 0 | 0 | 0 | 0 | 0 | 0 | 0 | 1657.47 | 0 | 188.98 | 88.98 | 0 | 1495.3399 | 4726.5755 | 100 | 6221.9154 | 6221.98 | -0.064551
6686 | 100 | 0 | 304.1 | 0 | 0 | 0 | 0 | 0 | 0 | 0 | 0 | 1657.47 | 0 | 173.29 | 73.29 | 0 | 1495.3399 | 4726.5755 | 100 | 6221.9154 | 6221.98 | -0.064551
6687 | 100 | 0 | 310.23 | 0 | 0 | 0 | 0 | 0 | 0 | 0 | 0 | 1657.47 | 0 | 145.62 | 45.62 | 0 | 1495.3399 | 4726.5755 | 100 | 6221.9154 | 6221.98 | -0.064551
6688 | 100 | 0 | 316.37 | 0 | 0 | 0 | 0 | 0 | 0 | 0 | 0 | 1657.47 | 0 | 105.1 | 5.1 | 0 | 1495.3399 | 4726.5755 | 100 | 6221.9154 | 6221.98 | -0.064551
6689 | 52.09 | 0 | 293.1 | 0 | 0 | 0 | 0 | 0 | 0 | 0 | 0 | 1657.47 | 0 | 52.09 | 0 | 0 | 1495.3399 | 2462.0732 | 52.09 | 3957.4131 | 3957.48 | -0.066887
6690 | 3.16 | 0 | 239.81 | 0 | 0 | 0 | 0 | 0 | 0 | 0 | 0 | 1657.47 | 0 | 3.16 | 0 | 0 | 1495.3399 | 149.3598 | 3.16 | 1644.6997 | 1644.86 | -0.16029
6691 | 67.27 | 0 | 225.87 | 0 | 0 | 0 | 0 | 0 | 0 | 0 | 0 | 1657.47 | 67.27 | 0 | 0 | 0 | 1495.3399 | 0 | 0 | 1495.3399 | 1495.4 | -0.060079
6692 | 67.27 | 0 | 211.92 | 0 | 0 | 0 | 0 | 0 | 0 | 0 | 0 | 1657.47 | 67.27 | 0 | 0 | 0 | 1495.3399 | 0 | 0 | 1495.3399 | 1495.4 | -0.060079
6693 | 67.27 | 0 | 197.97 | 0 | 0 | 0 | 0 | 0 | 0 | 0 | 0 | 1657.47 | 67.27 | 0 | 0 | 0 | 1495.3399 | 0 | 0 | 1495.3399 | 1495.4 | -0.060079
6694 | 100 | 0 | 204.11 | 0 | 0 | 0 | 0 | 0 | 0 | 0 | 0 | 1657.47 | 100 | 0 | 0 | 0 | 1495.3399 | 0 | 0 | 1495.3399 | 1495.4 | -0.060079
6695 | 100 | 0 | 210.25 | 0 | 0 | 0 | 0 | 0 | 0 | 0 | 0 | 1657.47 | 100 | 0 | 0 | 0 | 1495.3399 | 0 | 0 | 1495.3399 | 1495.4 | -0.060079
6696 | 100 | 0 | 216.38 | 0 | 0 | 0 | 0 | 0 | 0 | 0 | 0 | 1657.47 | 100 | 0 | 0 | 0 | 1495.3399 | 0 | 0 | 1495.3399 | 1495.4 | -0.060079
6697 | 100 | 0 | 222.52 | 0 | 0 | 0 | 0 | 0 | 0 | 0 | 0 | 1657.47 | 100 | 0 | 0 | 0 | 1495.3399 | 0 | 0 | 1495.3399 | 1495.4 | -0.060079
6698 | 100 | 0 | 228.65 | 0 | 0 | 0 | 0 | 0 | 0 | 0 | 0 | 1657.47 | 100 | 0 | 0 | 0 | 1495.3399 | 0 | 0 | 1495.3399 | 1495.4 | -0.060079
6699 | 100 | 0 | 234.79 | 0 | 0 | 0 | 0 | 0 | 0 | 0 | 0 | 1657.47 | 100 | 0 | 0 | 0 | 1495.3399 | 0 | 0 | 1495.3399 | 1495.4 | -0.060079
6700 | 100 | 0 | 240.93 | 0 | 0 | 0 | 0 | 0 | 0 | 0 | 0 | 1657.47 | 100 | 0 | 0 | 0 | 1495.3399 | 0 | 0 | 1495.3399 | 1495.4 | -0.060079
6701 | 100 | 0 | 247.06 | 0 | 0 | 0 | 0 | 0 | 0 | 0 | 0 | 1657.47 | 100 | 0 | 0 | 0 | 1495.3399 | 0 | 0 | 1495.3399 | 1495.4 | -0.060079
6702 | 100 | 0 | 253.2 | 0 | 0 | 0 | 0 | 0 | 0 | 0 | 0 | 1657.47 | 100 | 0 | 0 | 0 | 1495.3399 | 0 | 0 | 1495.3399 | 1495.4 | -0.060079
6703 | 100 | 0 | 259.34 | 0 | 0 | 0 | 0 | 0 | 0 | 0 | 0 | 1657.47 | 91.84 | 8.16 | 0 | 0 | 1495.3399 | 385.6886 | 8.16 | 1881.0285 | 1881.21 | -0.18152
6704 | 100 | 0 | 265.47 | 0 | 0 | 0 | 0 | 0 | 0 | 0 | 0 | 1657.47 | 38.57 | 61.43 | 0 | 0 | 1495.3399 | 2903.5353 | 61.43 | 4398.8753 | 4399.13 | -0.25473
6705 | 100 | 0 | 271.61 | 0 | 0 | 0 | 0 | 0 | 0 | 0 | 0 | 1657.47 | 19 | 81 | 0 | 0 | 1495.3399 | 3828.5262 | 81 | 5323.8661 | 5324.02 | -0.1539
6706 | 100 | 0 | 277.74 | 0 | 0 | 0 | 0 | 0 | 0 | 0 | 0 | 1657.47 | 0 | 119.93 | 19.93 | 0 | 1495.3399 | 4726.5755 | 100 | 6221.9154 | 6221.98 | -0.064551
6707 | 100 | 0 | 283.88 | 0 | 0 | 0 | 0 | 0 | 0 | 0 | 0 | 1657.47 | 0 | 162.29 | 62.29 | 0 | 1495.3399 | 4726.5755 | 100 | 6221.9154 | 6221.98 | -0.064551
6708 | 100 | 0 | 290.02 | 0 | 0 | 0 | 0 | 0 | 0 | 0 | 0 | 1657.47 | 0 | 190.09 | 90.09 | 0 | 1495.3399 | 4726.5755 | 100 | 6221.9154 | 6221.98 | -0.064551
6709 | 100 | 0 | 296.15 | 0 | 0 | 0 | 0 | 0 | 0 | 0 | 0 | 1657.47 | 0 | 155.13 | 55.13 | 0 | 1495.3399 | 4726.5755 | 100 | 6221.9154 | 6221.98 | -0.064551
6710 | 100 | 0 | 302.29 | 0 | 0 | 0 | 0 | 0 | 0 | 0 | 0 | 1657.47 | 0 | 131.9 | 31.9 | 0 | 1495.3399 | 4726.5755 | 100 | 6221.9154 | 6221.98 | -0.064551
6711 | 100 | 0 | 308.43 | 0 | 0 | 0 | 0 | 0 | 0 | 0 | 0 | 1657.47 | 0 | 121.83 | 21.83 | 0 | 1495.3399 | 4726.5755 | 100 | 6221.9154 | 6221.98 | -0.064551
6712 | 100 | 0 | 314.56 | 0 | 0 | 0 | 0 | 0 | 0 | 0 | 0 | 1657.47 | 17.45 | 82.55 | 0 | 0 | 1495.3399 | 3901.7881 | 82.55 | 5397.128 | 5397.29 | -0.16198
6713 | 100 | 0 | 320.7 | 0 | 0 | 0 | 0 | 0 | 0 | 0 | 0 | 1657.47 | 61.34 | 38.66 | 0 | 0 | 1495.3399 | 1827.2941 | 38.66 | 3322.634 | 3322.51 | 0.12402
6714 | 100 | 0 | 326.83 | 0 | 0 | 0 | 0 | 0 | 0 | 0 | 0 | 1657.47 | 99.16 | 0.84 | 0 | 0 | 1495.3399 | 39.7032 | 0.84 | 1535.0432 | 1535.07 | -0.026845
6715 | 100 | 0 | 332.97 | 0 | 0 | 0 | 0 | 0 | 0 | 0 | 0 | 1657.47 | 100 | 0 | 0 | 0 | 1495.3399 | 0 | 0 | 1495.3399 | 1495.4 | -0.060079
6716 | 100 | 0 | 339.11 | 0 | 0 | 0 | 0 | 0 | 0 | 0 | 0 | 1657.47 | 100 | 0 | 0 | 0 | 1495.3399 | 0 | 0 | 1495.3399 | 1495.4 | -0.060079
6717 | 100 | 0 | 345.24 | 0 | 0 | 0 | 0 | 0 | 0 | 0 | 0 | 1657.47 | 100 | 0 | 0 | 0 | 1495.3399 | 0 | 0 | 1495.3399 | 1495.4 | -0.060079
6718 | 100 | 0 | 351.38 | 0 | 0 | 0 | 0 | 0 | 0 | 0 | 0 | 1657.47 | 100 | 0 | 0 | 0 | 1495.3399 | 0 | 0 | 1495.3399 | 1495.4 | -0.060079
6719 | 100 | 0 | 357.52 | 0 | 0 | 0 | 0 | 0 | 0 | 0 | 0 | 1657.47 | 100 | 0 | 0 | 0 | 1495.3399 | 0 | 0 | 1495.3399 | 1495.4 | -0.060079
6720 | 100 | 0 | 363.65 | 0 | 0 | 0 | 0 | 0 | 0 | 0 | 0 | 1657.47 | 100 | 0 | 0 | 0 | 1495.3399 | 0 | 0 | 1495.3399 | 1495.4 | -0.060079
6721 | 100 | 0 | 369.79 | 0 | 0 | 0 | 0 | 0 | 0 | 0 | 0 | 1657.47 | 100 | 0 | 0 | 0 | 1495.3399 | 0 | 0 | 1495.3399 | 1495.4 | -0.060079
6722 | 100 | 0 | 375.92 | 0 | 0 | 0 | 0 | 0 | 0 | 0 | 0 | 1657.47 | 100 | 0 | 0 | 0 | 1495.3399 | 0 | 0 | 1495.3399 | 1495.4 | -0.060079
6723 | 100 | 0 | 382.06 | 0 | 0 | 0 | 0 | 0 | 0 | 0 | 0 | 1657.47 | 100 | 0 | 0 | 0 | 1495.3399 | 0 | 0 | 1495.3399 | 1495.4 | -0.060079
6724 | 100 | 0 | 388.2 | 0 | 0 | 0 | 0 | 0 | 0 | 0 | 0 | 1657.47 | 100 | 0 | 0 | 0 | 1495.3399 | 0 | 0 | 1495.3399 | 1495.4 | -0.060079
6725 | 100 | 0 | 394.33 | 0 | 0 | 0 | 0 | 0 | 0 | 0 | 0 | 1657.47 | 100 | 0 | 0 | 0 | 1495.3399 | 0 | 0 | 1495.3399 | 1495.4 | -0.060079
6726 | 100 | 0 | 400.47 | 0 | 0 | 0 | 0 | 0 | 0 | 0 | 0 | 1657.47 | 100 | 0 | 0 | 0 | 1495.3399 | 0 | 0 | 1495.3399 | 1495.4 | -0.060079
6727 | 100 | 0 | 406.61 | 0 | 0 | 0 | 0 | 0 | 0 | 0 | 0 | 1657.47 | 93.63 | 6.37 | 0 | 0 | 1495.3399 | 301.0829 | 6.37 | 1796.4228 | 1796.44 | -0.017218
6728 | 100 | 0 | 412.74 | 0 | 0 | 0 | 0 | 0 | 0 | 0 | 0 | 1657.47 | 41.5 | 58.5 | 0 | 0 | 1495.3399 | 2765.0467 | 58.5 | 4260.3866 | 4260.54 | -0.1534
6729 | 100 | 0 | 418.88 | 0 | 0 | 0 | 0 | 0 | 0 | 0 | 0 | 1657.47 | 0 | 112.37 | 12.37 | 0 | 1495.3399 | 4726.5755 | 100 | 6221.9154 | 6221.98 | -0.064551
6730 | 100 | 0 | 425.01 | 0 | 0 | 0 | 0 | 0 | 0 | 0 | 0 | 1657.47 | 0 | 151.33 | 51.33 | 0 | 1495.3399 | 4726.5755 | 100 | 6221.9154 | 6221.98 | -0.064551
6731 | 100 | 0 | 431.15 | 0 | 0 | 0 | 0 | 0 | 0 | 0 | 0 | 1657.47 | 0 | 177.36 | 77.36 | 0 | 1495.3399 | 4726.5755 | 100 | 6221.9154 | 6221.98 | -0.064551
6732 | 100 | 0 | 437.29 | 0 | 0 | 0 | 0 | 0 | 0 | 0 | 0 | 1657.47 | 0 | 166.1 | 66.1 | 0 | 1495.3399 | 4726.5755 | 100 | 6221.9154 | 6221.98 | -0.064551
6733 | 100 | 0 | 443.42 | 0 | 0 | 0 | 0 | 0 | 0 | 0 | 0 | 1657.47 | 0 | 158.19 | 58.19 | 0 | 1495.3399 | 4726.5755 | 100 | 6221.9154 | 6221.98 | -0.064551
6734 | 100 | 0 | 449.56 | 0 | 0 | 0 | 0 | 0 | 0 | 0 | 0 | 1657.47 | 0 | 170.16 | 70.16 | 0 | 1495.3399 | 4726.5755 | 100 | 6221.9154 | 6221.98 | -0.064551
6735 | 100 | 0 | 455.7 | 0 | 0 | 0 | 0 | 0 | 0 | 0 | 0 | 1657.47 | 0 | 141.74 | 41.74 | 0 | 1495.3399 | 4726.5755 | 100 | 6221.9154 | 6221.98 | -0.064551
6736 | 100 | 0 | 461.83 | 0 | 0 | 0 | 0 | 0 | 0 | 0 | 0 | 1657.47 | 0 | 101.04 | 1.04 | 0 | 1495.3399 | 4726.5755 | 100 | 6221.9154 | 6221.98 | -0.064551
6737 | 100 | 0 | 467.97 | 0 | 0 | 0 | 0 | 0 | 0 | 0 | 0 | 1657.47 | 51.14 | 48.86 | 0 | 0 | 1495.3399 | 2309.4048 | 48.86 | 3804.7447 | 3804.81 | -0.065276
6738 | 100 | 0 | 474.1 | 0 | 0 | 0 | 0 | 0 | 0 | 0 | 0 | 1657.47 | 100 | 0 | 0 | 0 | 1495.3399 | 0 | 0 | 1495.3399 | 1495.4 | -0.060079
6739 | 100 | 0 | 480.24 | 0 | 0 | 0 | 0 | 0 | 0 | 0 | 0 | 1657.47 | 100 | 0 | 0 | 0 | 1495.3399 | 0 | 0 | 1495.3399 | 1495.4 | -0.060079
6740 | 100 | 0 | 486.38 | 0 | 0 | 0 | 0 | 0 | 0 | 0 | 0 | 1657.47 | 100 | 0 | 0 | 0 | 1495.3399 | 0 | 0 | 1495.3399 | 1495.4 | -0.060079
6741 | 100 | 0 | 492.51 | 0 | 0 | 0 | 0 | 0 | 0 | 0 | 0 | 1657.47 | 100 | 0 | 0 | 0 | 1495.3399 | 0 | 0 | 1495.3399 | 1495.4 | -0.060079
6742 | 100 | 0 | 498.65 | 0 | 0 | 0 | 0 | 0 | 0 | 0 | 0 | 1657.47 | 100 | 0 | 0 | 0 | 1495.3399 | 0 | 0 | 1495.3399 | 1495.4 | -0.060079
6743 | 100 | 0 | 504.79 | 0 | 0 | 0 | 0 | 0 | 0 | 0 | 0 | 1657.47 | 100 | 0 | 0 | 0 | 1495.3399 | 0 | 0 | 1495.3399 | 1495.4 | -0.060079
6744 | 100 | 0 | 510.92 | 0 | 0 | 0 | 0 | 0 | 0 | 0 | 0 | 1657.47 | 100 | 0 | 0 | 0 | 1495.3399 | 0 | 0 | 1495.3399 | 1495.4 | -0.060079
6745 | 100 | 0 | 517.06 | 0 | 0 | 0 | 0 | 0 | 0 | 0 | 0 | 1657.47 | 100 | 0 | 0 | 0 | 1495.3399 | 0 | 0 | 1495.3399 | 1495.4 | -0.060079
6746 | 100 | 0 | 523.19 | 0 | 0 | 0 | 0 | 0 | 0 | 0 | 0 | 1657.47 | 100 | 0 | 0 | 0 | 1495.3399 | 0 | 0 | 1495.3399 | 1495.4 | -0.060079
6747 | 100 | 0 | 529.33 | 0 | 0 | 0 | 0 | 0 | 0 | 0 | 0 | 1657.47 | 100 | 0 | 0 | 0 | 1495.3399 | 0 | 0 | 1495.3399 | 1495.4 | -0.060079
6748 | 100 | 0 | 535.47 | 0 | 0 | 0 | 0 | 0 | 0 | 0 | 0 | 1657.47 | 100 | 0 | 0 | 0 | 1495.3399 | 0 | 0 | 1495.3399 | 1495.4 | -0.060079
6749 | 100 | 0 | 541.6 | 0 | 0 | 0 | 0 | 0 | 0 | 0 | 0 | 1657.47 | 100 | 0 | 0 | 0 | 1495.3399 | 0 | 0 | 1495.3399 | 1495.4 | -0.060079
6750 | 100 | 0 | 547.74 | 0 | 0 | 0 | 0 | 0 | 0 | 0 | 0 | 1657.47 | 100 | 0 | 0 | 0 | 1495.3399 | 0 | 0 | 1495.3399 | 1495.4 | -0.060079
6751 | 100 | 0 | 553.88 | 0 | 0 | 0 | 0 | 0 | 0 | 0 | 0 | 1657.47 | 92.5 | 7.5 | 0 | 0 | 1495.3399 | 354.4932 | 7.5 | 1849.8331 | 1849.75 | 0.083085
6752 | 100 | 0 | 560.01 | 0 | 0 | 0 | 0 | 0 | 0 | 0 | 0 | 1657.47 | 39.19 | 60.81 | 0 | 0 | 1495.3399 | 2874.2306 | 60.81 | 4369.5705 | 4369.82 | -0.2495
6753 | 100 | 0 | 566.15 | 0 | 0 | 0 | 0 | 0 | 0 | 0 | 0 | 1657.47 | 0 | 113.71 | 13.71 | 0 | 1495.3399 | 4726.5755 | 100 | 6221.9154 | 6221.98 | -0.064551
6754 | 100 | 0 | 572.28 | 0 | 0 | 0 | 0 | 0 | 0 | 0 | 0 | 1657.47 | 0 | 114.23 | 14.23 | 0 | 1495.3399 | 4726.5755 | 100 | 6221.9154 | 6221.98 | -0.064551
6755 | 100 | 0 | 578.42 | 0 | 0 | 0 | 0 | 0 | 0 | 0 | 0 | 1657.47 | 0 | 177.17 | 77.17 | 0 | 1495.3399 | 4726.5755 | 100 | 6221.9154 | 6221.98 | -0.064551
6756 | 100 | 0 | 584.56 | 0 | 0 | 0 | 0 | 0 | 0 | 0 | 0 | 1657.47 | 0 | 187.06 | 87.06 | 0 | 1495.3399 | 4726.5755 | 100 | 6221.9154 | 6221.98 | -0.064551
6757 | 100 | 0 | 590.69 | 0 | 0 | 0 | 0 | 0 | 0 | 0 | 0 | 1657.47 | 0 | 184.8 | 84.8 | 0 | 1495.3399 | 4726.5755 | 100 | 6221.9154 | 6221.98 | -0.064551
6758 | 100 | 0 | 596.83 | 0 | 0 | 0 | 0 | 0 | 0 | 0 | 0 | 1657.47 | 0 | 169.46 | 69.46 | 0 | 1495.3399 | 4726.5755 | 100 | 6221.9154 | 6221.98 | -0.064551
6759 | 100 | 0 | 602.97 | 0 | 0 | 0 | 0 | 0 | 0 | 0 | 0 | 1657.47 | 0 | 141.32 | 41.32 | 0 | 1495.3399 | 4726.5755 | 100 | 6221.9154 | 6221.98 | -0.064551
6760 | 98.49 | 0 | 608.18 | 0 | 0 | 0 | 0 | 0 | 0 | 0 | 0 | 1657.47 | 0 | 98.49 | 0 | 0 | 1495.3399 | 4655.2042 | 98.49 | 6150.5442 | 6150.7 | -0.15584
6761 | 46.33 | 0 | 581.38 | 0 | 0 | 0 | 0 | 0 | 0 | 0 | 0 | 1657.47 | 0 | 46.33 | 0 | 0 | 1495.3399 | 2189.8224 | 46.33 | 3685.1624 | 3685.23 | -0.067637
6762 | 0 | 0 | 526.15 | 0 | 0 | 0 | 0 | 0 | 0 | 0 | 0 | 1657.47 | 0 | 0 | 0 | 0 | 1495.3399 | 0 | 0 | 1495.3399 | 1495.4 | -0.060079
6763 | 67.27 | 0 | 512.2 | 0 | 0 | 0 | 0 | 0 | 0 | 0 | 0 | 1657.47 | 67.27 | 0 | 0 | 0 | 1495.3399 | 0 | 0 | 1495.3399 | 1495.4 | -0.060079
6764 | 67.27 | 0 | 498.25 | 0 | 0 | 0 | 0 | 0 | 0 | 0 | 0 | 1657.47 | 67.27 | 0 | 0 | 0 | 1495.3399 | 0 | 0 | 1495.3399 | 1495.4 | -0.060079
6765 | 67.27 | 0 | 484.31 | 0 | 0 | 0 | 0 | 0 | 0 | 0 | 0 | 1657.47 | 67.27 | 0 | 0 | 0 | 1495.3399 | 0 | 0 | 1495.3399 | 1495.4 | -0.060079
6766 | 100 | 0 | 490.44 | 0 | 0 | 0 | 0 | 0 | 0 | 0 | 0 | 1657.47 | 100 | 0 | 0 | 0 | 1495.3399 | 0 | 0 | 1495.3399 | 1495.4 | -0.060079
6767 | 100 | 0 | 496.58 | 0 | 0 | 0 | 0 | 0 | 0 | 0 | 0 | 1657.47 | 100 | 0 | 0 | 0 | 1495.3399 | 0 | 0 | 1495.3399 | 1495.4 | -0.060079
6768 | 100 | 0 | 502.72 | 0 | 0 | 0 | 0 | 0 | 0 | 0 | 0 | 1657.47 | 100 | 0 | 0 | 0 | 1495.3399 | 0 | 0 | 1495.3399 | 1495.4 | -0.060079
6769 | 100 | 0 | 508.85 | 0 | 0 | 0 | 0 | 0 | 0 | 0 | 0 | 1657.47 | 100 | 0 | 0 | 0 | 1495.3399 | 0 | 0 | 1495.3399 | 1495.4 | -0.060079
6770 | 100 | 0 | 514.99 | 0 | 0 | 0 | 0 | 0 | 0 | 0 | 0 | 1657.47 | 100 | 0 | 0 | 0 | 1495.3399 | 0 | 0 | 1495.3399 | 1495.4 | -0.060079
6771 | 100 | 0 | 521.12 | 0 | 0 | 0 | 0 | 0 | 0 | 0 | 0 | 1657.47 | 100 | 0 | 0 | 0 | 1495.3399 | 0 | 0 | 1495.3399 | 1495.4 | -0.060079
6772 | 100 | 0 | 527.26 | 0 | 0 | 0 | 0 | 0 | 0 | 0 | 0 | 1657.47 | 100 | 0 | 0 | 0 | 1495.3399 | 0 | 0 | 1495.3399 | 1495.4 | -0.060079
6773 | 100 | 0 | 533.4 | 0 | 0 | 0 | 0 | 0 | 0 | 0 | 0 | 1657.47 | 100 | 0 | 0 | 0 | 1495.3399 | 0 | 0 | 1495.3399 | 1495.4 | -0.060079
6774 | 100 | 0 | 539.53 | 0 | 0 | 0 | 0 | 0 | 0 | 0 | 0 | 1657.47 | 100 | 0 | 0 | 0 | 1495.3399 | 0 | 0 | 1495.3399 | 1495.4 | -0.060079
6775 | 100 | 0 | 545.67 | 0 | 0 | 0 | 0 | 0 | 0 | 0 | 0 | 1657.47 | 97.38 | 2.62 | 0 | 0 | 1495.3399 | 123.8363 | 2.62 | 1619.1762 | 1619.44 | -0.2638
6776 | 100 | 0 | 551.81 | 0 | 0 | 0 | 0 | 0 | 0 | 0 | 0 | 1657.47 | 60.71 | 39.29 | 0 | 0 | 1495.3399 | 1857.0715 | 39.29 | 3352.4114 | 3352.38 | 0.031446
6777 | 100 | 0 | 557.94 | 0 | 0 | 0 | 0 | 0 | 0 | 0 | 0 | 1657.47 | 51.38 | 48.62 | 0 | 0 | 1495.3399 | 2298.061 | 48.62 | 3793.4009 | 3793.28 | 0.12094
6778 | 100 | 0 | 564.08 | 0 | 0 | 0 | 0 | 0 | 0 | 0 | 0 | 1657.47 | 0 | 137.73 | 37.73 | 0 | 1495.3399 | 4726.5755 | 100 | 6221.9154 | 6221.98 | -0.064551
6779 | 100 | 0 | 570.21 | 0 | 0 | 0 | 0 | 0 | 0 | 0 | 0 | 1657.47 | 0 | 185.21 | 85.21 | 0 | 1495.3399 | 4726.5755 | 100 | 6221.9154 | 6221.98 | -0.064551
6780 | 100 | 0 | 576.35 | 0 | 0 | 0 | 0 | 0 | 0 | 0 | 0 | 1657.47 | 0 | 195.39 | 95.39 | 0 | 1495.3399 | 4726.5755 | 100 | 6221.9154 | 6221.98 | -0.064551
6781 | 100 | 0 | 582.49 | 0 | 0 | 0 | 0 | 0 | 0 | 0 | 0 | 1657.47 | 0 | 192.09 | 92.09 | 0 | 1495.3399 | 4726.5755 | 100 | 6221.9154 | 6221.98 | -0.064551
6782 | 100 | 0 | 588.62 | 0 | 0 | 0 | 0 | 0 | 0 | 0 | 0 | 1657.47 | 0 | 175.63 | 75.63 | 0 | 1495.3399 | 4726.5755 | 100 | 6221.9154 | 6221.98 | -0.064551
6783 | 100 | 0 | 594.76 | 0 | 0 | 0 | 0 | 0 | 0 | 0 | 0 | 1657.47 | 0 | 145.88 | 45.88 | 0 | 1495.3399 | 4726.5755 | 100 | 6221.9154 | 6221.98 | -0.064551
6784 | 100 | 0 | 600.9 | 0 | 0 | 0 | 0 | 0 | 0 | 0 | 0 | 1657.47 | 0 | 100.96 | 0.96 | 0 | 1495.3399 | 4726.5755 | 100 | 6221.9154 | 6221.98 | -0.064551
6785 | 46.12 | 0 | 573.96 | 0 | 0 | 0 | 0 | 0 | 0 | 0 | 0 | 1657.47 | 0 | 46.12 | 0 | 0 | 1495.3399 | 2179.8966 | 46.12 | 3675.2366 | 3675.11 | 0.12655
6786 | 0 | 0 | 518.73 | 0 | 0 | 0 | 0 | 0 | 0 | 0 | 0 | 1657.47 | 0 | 0 | 0 | 0 | 1495.3399 | 0 | 0 | 1495.3399 | 1495.4 | -0.060079
6787 | 67.27 | 0 | 504.79 | 0 | 0 | 0 | 0 | 0 | 0 | 0 | 0 | 1657.47 | 67.27 | 0 | 0 | 0 | 1495.3399 | 0 | 0 | 1495.3399 | 1495.4 | -0.060079
6788 | 67.27 | 0 | 490.84 | 0 | 0 | 0 | 0 | 0 | 0 | 0 | 0 | 1657.47 | 67.27 | 0 | 0 | 0 | 1495.3399 | 0 | 0 | 1495.3399 | 1495.4 | -0.060079
6789 | 67.27 | 0 | 476.89 | 0 | 0 | 0 | 0 | 0 | 0 | 0 | 0 | 1657.47 | 67.27 | 0 | 0 | 0 | 1495.3399 | 0 | 0 | 1495.3399 | 1495.4 | -0.060079
6790 | 100 | 0 | 483.03 | 0 | 0 | 0 | 0 | 0 | 0 | 0 | 0 | 1657.47 | 100 | 0 | 0 | 0 | 1495.3399 | 0 | 0 | 1495.3399 | 1495.4 | -0.060079
6791 | 100 | 0 | 489.17 | 0 | 0 | 0 | 0 | 0 | 0 | 0 | 0 | 1657.47 | 100 | 0 | 0 | 0 | 1495.3399 | 0 | 0 | 1495.3399 | 1495.4 | -0.060079
6792 | 100 | 0 | 495.3 | 0 | 0 | 0 | 0 | 0 | 0 | 0 | 0 | 1657.47 | 100 | 0 | 0 | 0 | 1495.3399 | 0 | 0 | 1495.3399 | 1495.4 | -0.060079
6793 | 100 | 0 | 501.44 | 0 | 0 | 0 | 0 | 0 | 0 | 0 | 0 | 1657.47 | 100 | 0 | 0 | 0 | 1495.3399 | 0 | 0 | 1495.3399 | 1495.4 | -0.060079
6794 | 100 | 0 | 507.58 | 0 | 0 | 0 | 0 | 0 | 0 | 0 | 0 | 1657.47 | 100 | 0 | 0 | 0 | 1495.3399 | 0 | 0 | 1495.3399 | 1495.4 | -0.060079
6795 | 100 | 0 | 513.71 | 0 | 0 | 0 | 0 | 0 | 0 | 0 | 0 | 1657.47 | 100 | 0 | 0 | 0 | 1495.3399 | 0 | 0 | 1495.3399 | 1495.4 | -0.060079
6796 | 100 | 0 | 519.85 | 0 | 0 | 0 | 0 | 0 | 0 | 0 | 0 | 1657.47 | 100 | 0 | 0 | 0 | 1495.3399 | 0 | 0 | 1495.3399 | 1495.4 | -0.060079
6797 | 100 | 0 | 525.98 | 0 | 0 | 0 | 0 | 0 | 0 | 0 | 0 | 1657.47 | 100 | 0 | 0 | 0 | 1495.3399 | 0 | 0 | 1495.3399 | 1495.4 | -0.060079
6798 | 100 | 0 | 532.12 | 0 | 0 | 0 | 0 | 0 | 0 | 0 | 0 | 1657.47 | 100 | 0 | 0 | 0 | 1495.3399 | 0 | 0 | 1495.3399 | 1495.4 | -0.060079
6799 | 100 | 0 | 538.26 | 0 | 0 | 0 | 0 | 0 | 0 | 0 | 0 | 1657.47 | 94.48 | 5.52 | 0 | 0 | 1495.3399 | 260.907 | 5.52 | 1756.2469 | 1756.43 | -0.18311
6800 | 100 | 0 | 544.39 | 0 | 0 | 0 | 0 | 0 | 0 | 0 | 0 | 1657.47 | 41.96 | 58.04 | 0 | 0 | 1495.3399 | 2743.3044 | 58.04 | 4238.6444 | 4238.52 | 0.12436
6801 | 100 | 0 | 550.53 | 0 | 0 | 0 | 0 | 0 | 0 | 0 | 0 | 1657.47 | 0 | 113.36 | 13.36 | 0 | 1495.3399 | 4726.5755 | 100 | 6221.9154 | 6221.98 | -0.064551
6802 | 100 | 0 | 556.67 | 0 | 0 | 0 | 0 | 0 | 0 | 0 | 0 | 1657.47 | 0 | 155.17 | 55.17 | 0 | 1495.3399 | 4726.5755 | 100 | 6221.9154 | 6221.98 | -0.064551
6803 | 100 | 0 | 562.8 | 0 | 0 | 0 | 0 | 0 | 0 | 0 | 0 | 1657.47 | 0 | 182.22 | 82.22 | 0 | 1495.3399 | 4726.5755 | 100 | 6221.9154 | 6221.98 | -0.064551
6804 | 100 | 0 | 568.94 | 0 | 0 | 0 | 0 | 0 | 0 | 0 | 0 | 1657.47 | 0 | 193.08 | 93.08 | 0 | 1495.3399 | 4726.5755 | 100 | 6221.9154 | 6221.98 | -0.064551
6805 | 100 | 0 | 575.07 | 0 | 0 | 0 | 0 | 0 | 0 | 0 | 0 | 1657.47 | 0 | 189.88 | 89.88 | 0 | 1495.3399 | 4726.5755 | 100 | 6221.9154 | 6221.98 | -0.064551
6806 | 100 | 0 | 581.21 | 0 | 0 | 0 | 0 | 0 | 0 | 0 | 0 | 1657.47 | 0 | 172.19 | 72.19 | 0 | 1495.3399 | 4726.5755 | 100 | 6221.9154 | 6221.98 | -0.064551
6807 | 100 | 0 | 587.35 | 0 | 0 | 0 | 0 | 0 | 0 | 0 | 0 | 1657.47 | 0 | 123.21 | 23.21 | 0 | 1495.3399 | 4726.5755 | 100 | 6221.9154 | 6221.98 | -0.064551
6808 | 86.04 | 0 | 584.92 | 0 | 0 | 0 | 0 | 0 | 0 | 0 | 0 | 1657.47 | 0 | 86.04 | 0 | 0 | 1495.3399 | 4066.7456 | 86.04 | 5562.0855 | 5562.15 | -0.064495
6809 | 38.12 | 0 | 553.08 | 0 | 0 | 0 | 0 | 0 | 0 | 0 | 0 | 1657.47 | 0 | 38.12 | 0 | 0 | 1495.3399 | 1801.7706 | 38.12 | 3297.1105 | 3296.98 | 0.13051
6810 | 0 | 0 | 497.85 | 0 | 0 | 0 | 0 | 0 | 0 | 0 | 0 | 1657.47 | 0 | 0 | 0 | 0 | 1495.3399 | 0 | 0 | 1495.3399 | 1495.4 | -0.060079
6811 | 67.27 | 0 | 483.9 | 0 | 0 | 0 | 0 | 0 | 0 | 0 | 0 | 1657.47 | 67.27 | 0 | 0 | 0 | 1495.3399 | 0 | 0 | 1495.3399 | 1495.4 | -0.060079
6812 | 67.27 | 0 | 469.95 | 0 | 0 | 0 | 0 | 0 | 0 | 0 | 0 | 1657.47 | 67.27 | 0 | 0 | 0 | 1495.3399 | 0 | 0 | 1495.3399 | 1495.4 | -0.060079
6813 | 67.27 | 0 | 456.01 | 0 | 0 | 0 | 0 | 0 | 0 | 0 | 0 | 1657.47 | 67.27 | 0 | 0 | 0 | 1495.3399 | 0 | 0 | 1495.3399 | 1495.4 | -0.060079
6814 | 100 | 0 | 462.14 | 0 | 0 | 0 | 0 | 0 | 0 | 0 | 0 | 1657.47 | 100 | 0 | 0 | 0 | 1495.3399 | 0 | 0 | 1495.3399 | 1495.4 | -0.060079
6815 | 100 | 0 | 468.28 | 0 | 0 | 0 | 0 | 0 | 0 | 0 | 0 | 1657.47 | 100 | 0 | 0 | 0 | 1495.3399 | 0 | 0 | 1495.3399 | 1495.4 | -0.060079
6816 | 100 | 0 | 474.41 | 0 | 0 | 0 | 0 | 0 | 0 | 0 | 0 | 1657.47 | 100 | 0 | 0 | 0 | 1495.3399 | 0 | 0 | 1495.3399 | 1495.4 | -0.060079
6817 | 100 | 0 | 480.55 | 0 | 0 | 0 | 0 | 0 | 0 | 0 | 0 | 1657.47 | 100 | 0 | 0 | 0 | 1495.3399 | 0 | 0 | 1495.3399 | 1495.4 | -0.060079
6818 | 100 | 0 | 486.69 | 0 | 0 | 0 | 0 | 0 | 0 | 0 | 0 | 1657.47 | 100 | 0 | 0 | 0 | 1495.3399 | 0 | 0 | 1495.3399 | 1495.4 | -0.060079
6819 | 100 | 0 | 492.82 | 0 | 0 | 0 | 0 | 0 | 0 | 0 | 0 | 1657.47 | 100 | 0 | 0 | 0 | 1495.3399 | 0 | 0 | 1495.3399 | 1495.4 | -0.060079
6820 | 100 | 0 | 498.96 | 0 | 0 | 0 | 0 | 0 | 0 | 0 | 0 | 1657.47 | 100 | 0 | 0 | 0 | 1495.3399 | 0 | 0 | 1495.3399 | 1495.4 | -0.060079
6821 | 100 | 0 | 505.1 | 0 | 0 | 0 | 0 | 0 | 0 | 0 | 0 | 1657.47 | 100 | 0 | 0 | 0 | 1495.3399 | 0 | 0 | 1495.3399 | 1495.4 | -0.060079
6822 | 100 | 0 | 511.23 | 0 | 0 | 0 | 0 | 0 | 0 | 0 | 0 | 1657.47 | 100 | 0 | 0 | 0 | 1495.3399 | 0 | 0 | 1495.3399 | 1495.4 | -0.060079
6823 | 100 | 0 | 517.37 | 0 | 0 | 0 | 0 | 0 | 0 | 0 | 0 | 1657.47 | 97.06 | 2.94 | 0 | 0 | 1495.3399 | 138.9613 | 2.94 | 1634.3012 | 1634.42 | -0.11876
6824 | 100 | 0 | 523.5 | 0 | 0 | 0 | 0 | 0 | 0 | 0 | 0 | 1657.47 | 42.61 | 57.39 | 0 | 0 | 1495.3399 | 2712.5817 | 57.39 | 4207.9216 | 4208.17 | -0.24838
6825 | 100 | 0 | 529.64 | 0 | 0 | 0 | 0 | 0 | 0 | 0 | 0 | 1657.47 | 0 | 113.84 | 13.84 | 0 | 1495.3399 | 4726.5755 | 100 | 6221.9154 | 6221.98 | -0.064551
6826 | 100 | 0 | 535.78 | 0 | 0 | 0 | 0 | 0 | 0 | 0 | 0 | 1657.47 | 0 | 116.91 | 16.91 | 0 | 1495.3399 | 4726.5755 | 100 | 6221.9154 | 6221.98 | -0.064551
6827 | 100 | 0 | 541.91 | 0 | 0 | 0 | 0 | 0 | 0 | 0 | 0 | 1657.47 | 0 | 182.06 | 82.06 | 0 | 1495.3399 | 4726.5755 | 100 | 6221.9154 | 6221.98 | -0.064551
6828 | 100 | 0 | 548.05 | 0 | 0 | 0 | 0 | 0 | 0 | 0 | 0 | 1657.47 | 0 | 192.95 | 92.95 | 0 | 1495.3399 | 4726.5755 | 100 | 6221.9154 | 6221.98 | -0.064551
6829 | 100 | 0 | 554.19 | 0 | 0 | 0 | 0 | 0 | 0 | 0 | 0 | 1657.47 | 0 | 157.8 | 57.8 | 0 | 1495.3399 | 4726.5755 | 100 | 6221.9154 | 6221.98 | -0.064551
6830 | 100 | 0 | 560.32 | 0 | 0 | 0 | 0 | 0 | 0 | 0 | 0 | 1657.47 | 0 | 136.73 | 36.73 | 0 | 1495.3399 | 4726.5755 | 100 | 6221.9154 | 6221.98 | -0.064551
6831 | 100 | 0 | 566.46 | 0 | 0 | 0 | 0 | 0 | 0 | 0 | 0 | 1657.47 | 0 | 141.28 | 41.28 | 0 | 1495.3399 | 4726.5755 | 100 | 6221.9154 | 6221.98 | -0.064551
6832 | 66.4 | 0 | 551.98 | 0 | 0 | 0 | 0 | 0 | 0 | 0 | 0 | 1657.47 | 0 | 66.4 | 0 | 0 | 1495.3399 | 3138.4462 | 66.4 | 4633.7861 | 4633.85 | -0.063929
6833 | 43.48 | 0 | 523.43 | 0 | 0 | 0 | 0 | 0 | 0 | 0 | 0 | 1657.47 | 0 | 43.48 | 0 | 0 | 1495.3399 | 2055.115 | 43.48 | 3550.455 | 3550.71 | -0.25504
6834 | 0 | 0 | 468.2 | 0 | 0 | 0 | 0 | 0 | 0 | 0 | 0 | 1657.47 | 0 | 0 | 0 | 0 | 1495.3399 | 0 | 0 | 1495.3399 | 1495.4 | -0.060079
6835 | 67.27 | 0 | 454.25 | 0 | 0 | 0 | 0 | 0 | 0 | 0 | 0 | 1657.47 | 67.27 | 0 | 0 | 0 | 1495.3399 | 0 | 0 | 1495.3399 | 1495.4 | -0.060079
6836 | 67.27 | 0 | 440.31 | 0 | 0 | 0 | 0 | 0 | 0 | 0 | 0 | 1657.47 | 67.27 | 0 | 0 | 0 | 1495.3399 | 0 | 0 | 1495.3399 | 1495.4 | -0.060079
6837 | 67.27 | 0 | 426.36 | 0 | 0 | 0 | 0 | 0 | 0 | 0 | 0 | 1657.47 | 67.27 | 0 | 0 | 0 | 1495.3399 | 0 | 0 | 1495.3399 | 1495.4 | -0.060079
6838 | 100 | 0 | 432.49 | 0 | 0 | 0 | 0 | 0 | 0 | 0 | 0 | 1657.47 | 100 | 0 | 0 | 0 | 1495.3399 | 0 | 0 | 1495.3399 | 1495.4 | -0.060079
6839 | 100 | 0 | 438.63 | 0 | 0 | 0 | 0 | 0 | 0 | 0 | 0 | 1657.47 | 100 | 0 | 0 | 0 | 1495.3399 | 0 | 0 | 1495.3399 | 1495.4 | -0.060079
6840 | 100 | 0 | 444.77 | 0 | 0 | 0 | 0 | 0 | 0 | 0 | 0 | 1657.47 | 100 | 0 | 0 | 0 | 1495.3399 | 0 | 0 | 1495.3399 | 1495.4 | -0.060079
6841 | 100 | 0 | 450.9 | 0 | 0 | 0 | 0 | 0 | 0 | 0 | 0 | 1657.47 | 100 | 0 | 0 | 0 | 1495.3399 | 0 | 0 | 1495.3399 | 1495.4 | -0.060079
6842 | 100 | 0 | 457.04 | 0 | 0 | 0 | 0 | 0 | 0 | 0 | 0 | 1657.47 | 100 | 0 | 0 | 0 | 1495.3399 | 0 | 0 | 1495.3399 | 1495.4 | -0.060079
6843 | 100 | 0 | 463.18 | 0 | 0 | 0 | 0 | 0 | 0 | 0 | 0 | 1657.47 | 100 | 0 | 0 | 0 | 1495.3399 | 0 | 0 | 1495.3399 | 1495.4 | -0.060079
6844 | 100 | 0 | 469.31 | 0 | 0 | 0 | 0 | 0 | 0 | 0 | 0 | 1657.47 | 100 | 0 | 0 | 0 | 1495.3399 | 0 | 0 | 1495.3399 | 1495.4 | -0.060079
6845 | 100 | 0 | 475.45 | 0 | 0 | 0 | 0 | 0 | 0 | 0 | 0 | 1657.47 | 100 | 0 | 0 | 0 | 1495.3399 | 0 | 0 | 1495.3399 | 1495.4 | -0.060079
6846 | 100 | 0 | 481.58 | 0 | 0 | 0 | 0 | 0 | 0 | 0 | 0 | 1657.47 | 100 | 0 | 0 | 0 | 1495.3399 | 0 | 0 | 1495.3399 | 1495.4 | -0.060079
6847 | 100 | 0 | 487.72 | 0 | 0 | 0 | 0 | 0 | 0 | 0 | 0 | 1657.47 | 97.5 | 2.5 | 0 | 0 | 1495.3399 | 118.1644 | 2.5 | 1613.5043 | 1613.38 | 0.12431
6848 | 100 | 0 | 493.86 | 0 | 0 | 0 | 0 | 0 | 0 | 0 | 0 | 1657.47 | 49.8 | 50.2 | 0 | 0 | 1495.3399 | 2372.7409 | 50.2 | 3868.0808 | 3867.96 | 0.12084
6849 | 100 | 0 | 499.99 | 0 | 0 | 0 | 0 | 0 | 0 | 0 | 0 | 1657.47 | 1.8 | 98.2 | 0 | 0 | 1495.3399 | 4641.4972 | 98.2 | 6136.8371 | 6136.71 | 0.12709
6850 | 100 | 0 | 506.13 | 0 | 0 | 0 | 0 | 0 | 0 | 0 | 0 | 1657.47 | 0 | 106.95 | 6.95 | 0 | 1495.3399 | 4726.5755 | 100 | 6221.9154 | 6221.98 | -0.064551
6851 | 100 | 0 | 512.27 | 0 | 0 | 0 | 0 | 0 | 0 | 0 | 0 | 1657.47 | 27.33 | 72.67 | 0 | 0 | 1495.3399 | 3434.8024 | 72.67 | 4930.1424 | 4930.21 | -0.067643
6852 | 100 | 0 | 518.4 | 0 | 0 | 0 | 0 | 0 | 0 | 0 | 0 | 1657.47 | 0 | 104.04 | 4.04 | 0 | 1495.3399 | 4726.5755 | 100 | 6221.9154 | 6221.98 | -0.064551
6853 | 100 | 0 | 524.54 | 0 | 0 | 0 | 0 | 0 | 0 | 0 | 0 | 1657.47 | 0 | 134.07 | 34.07 | 0 | 1495.3399 | 4726.5755 | 100 | 6221.9154 | 6221.98 | -0.064551
6854 | 100 | 0 | 530.67 | 0 | 0 | 0 | 0 | 0 | 0 | 0 | 0 | 1657.47 | 0 | 129.32 | 29.32 | 0 | 1495.3399 | 4726.5755 | 100 | 6221.9154 | 6221.98 | -0.064551
6855 | 100 | 0 | 536.81 | 0 | 0 | 0 | 0 | 0 | 0 | 0 | 0 | 1657.47 | 0 | 115.02 | 15.02 | 0 | 1495.3399 | 4726.5755 | 100 | 6221.9154 | 6221.98 | -0.064551
6856 | 46.44 | 0 | 510.08 | 0 | 0 | 0 | 0 | 0 | 0 | 0 | 0 | 1657.47 | 0 | 46.44 | 0 | 0 | 1495.3399 | 2195.0217 | 46.44 | 3690.3616 | 3690.52 | -0.1584
6857 | 19.52 | 0 | 466.83 | 0 | 0 | 0 | 0 | 0 | 0 | 0 | 0 | 1657.47 | 0 | 19.52 | 0 | 0 | 1495.3399 | 922.6275 | 19.52 | 2417.9675 | 2418.13 | -0.16254
6858 | 0 | 0 | 411.6 | 0 | 0 | 0 | 0 | 0 | 0 | 0 | 0 | 1657.47 | 0 | 0 | 0 | 0 | 1495.3399 | 0 | 0 | 1495.3399 | 1495.4 | -0.060079
6859 | 67.27 | 0 | 397.65 | 0 | 0 | 0 | 0 | 0 | 0 | 0 | 0 | 1657.47 | 67.27 | 0 | 0 | 0 | 1495.3399 | 0 | 0 | 1495.3399 | 1495.4 | -0.060079
6860 | 67.27 | 0 | 383.71 | 0 | 0 | 0 | 0 | 0 | 0 | 0 | 0 | 1657.47 | 67.27 | 0 | 0 | 0 | 1495.3399 | 0 | 0 | 1495.3399 | 1495.4 | -0.060079
6861 | 67.27 | 0 | 369.76 | 0 | 0 | 0 | 0 | 0 | 0 | 0 | 0 | 1657.47 | 67.27 | 0 | 0 | 0 | 1495.3399 | 0 | 0 | 1495.3399 | 1495.4 | -0.060079
6862 | 100 | 0 | 375.9 | 0 | 0 | 0 | 0 | 0 | 0 | 0 | 0 | 1657.47 | 100 | 0 | 0 | 0 | 1495.3399 | 0 | 0 | 1495.3399 | 1495.4 | -0.060079
6863 | 100 | 0 | 382.03 | 0 | 0 | 0 | 0 | 0 | 0 | 0 | 0 | 1657.47 | 100 | 0 | 0 | 0 | 1495.3399 | 0 | 0 | 1495.3399 | 1495.4 | -0.060079
6864 | 100 | 0 | 388.17 | 0 | 0 | 0 | 0 | 0 | 0 | 0 | 0 | 1657.47 | 100 | 0 | 0 | 0 | 1495.3399 | 0 | 0 | 1495.3399 | 1495.4 | -0.060079
6865 | 100 | 0 | 394.3 | 0 | 0 | 0 | 0 | 0 | 0 | 0 | 0 | 1657.47 | 100 | 0 | 0 | 0 | 1495.3399 | 0 | 0 | 1495.3399 | 1495.4 | -0.060079
6866 | 100 | 0 | 400.44 | 0 | 0 | 0 | 0 | 0 | 0 | 0 | 0 | 1657.47 | 100 | 0 | 0 | 0 | 1495.3399 | 0 | 0 | 1495.3399 | 1495.4 | -0.060079
6867 | 100 | 0 | 406.58 | 0 | 0 | 0 | 0 | 0 | 0 | 0 | 0 | 1657.47 | 100 | 0 | 0 | 0 | 1495.3399 | 0 | 0 | 1495.3399 | 1495.4 | -0.060079
6868 | 100 | 0 | 412.71 | 0 | 0 | 0 | 0 | 0 | 0 | 0 | 0 | 1657.47 | 100 | 0 | 0 | 0 | 1495.3399 | 0 | 0 | 1495.3399 | 1495.4 | -0.060079
6869 | 100 | 0 | 418.85 | 0 | 0 | 0 | 0 | 0 | 0 | 0 | 0 | 1657.47 | 100 | 0 | 0 | 0 | 1495.3399 | 0 | 0 | 1495.3399 | 1495.4 | -0.060079
6870 | 100 | 0 | 424.99 | 0 | 0 | 0 | 0 | 0 | 0 | 0 | 0 | 1657.47 | 100 | 0 | 0 | 0 | 1495.3399 | 0 | 0 | 1495.3399 | 1495.4 | -0.060079
6871 | 100 | 0 | 431.12 | 0 | 0 | 0 | 0 | 0 | 0 | 0 | 0 | 1657.47 | 97.78 | 2.22 | 0 | 0 | 1495.3399 | 104.93 | 2.22 | 1600.2699 | 1600.36 | -0.090103
6872 | 100 | 0 | 437.26 | 0 | 0 | 0 | 0 | 0 | 0 | 0 | 0 | 1657.47 | 45.73 | 54.27 | 0 | 0 | 1495.3399 | 2565.1125 | 54.27 | 4060.4525 | 4060.7 | -0.24754
6873 | 100 | 0 | 443.39 | 0 | 0 | 0 | 0 | 0 | 0 | 0 | 0 | 1657.47 | 100 | 0 | 0 | 0 | 1495.3399 | 0 | 0 | 1495.3399 | 1495.4 | -0.060079
6874 | 100 | 0 | 449.53 | 0 | 0 | 0 | 0 | 0 | 0 | 0 | 0 | 1657.47 | 80.04 | 19.96 | 0 | 0 | 1495.3399 | 943.4245 | 19.96 | 2438.7644 | 2439.02 | -0.2556
6875 | 100 | 0 | 455.67 | 0 | 0 | 0 | 0 | 0 | 0 | 0 | 0 | 1657.47 | 95.45 | 4.55 | 0 | 0 | 1495.3399 | 215.0592 | 4.55 | 1710.3991 | 1710.41 | -0.010893
6876 | 100 | 0 | 461.8 | 0 | 0 | 0 | 0 | 0 | 0 | 0 | 0 | 1657.47 | 80.28 | 19.72 | 0 | 0 | 1495.3399 | 932.0807 | 19.72 | 2427.4206 | 2427.4 | 0.020615
6877 | 100 | 0 | 467.94 | 0 | 0 | 0 | 0 | 0 | 0 | 0 | 0 | 1657.47 | 50.76 | 49.24 | 0 | 0 | 1495.3399 | 2327.3658 | 49.24 | 3822.7057 | 3822.58 | 0.12571
6878 | 100 | 0 | 474.08 | 0 | 0 | 0 | 0 | 0 | 0 | 0 | 0 | 1657.47 | 59.09 | 40.91 | 0 | 0 | 1495.3399 | 1933.642 | 40.91 | 3428.982 | 3429.23 | -0.24803
6879 | 100 | 0 | 480.21 | 0 | 0 | 0 | 0 | 0 | 0 | 0 | 0 | 1657.47 | 74.35 | 25.65 | 0 | 0 | 1495.3399 | 1212.3666 | 25.65 | 2707.7065 | 2707.86 | -0.15346
6880 | 100 | 0 | 486.35 | 0 | 0 | 0 | 0 | 0 | 0 | 0 | 0 | 1657.47 | 80.67 | 19.33 | 0 | 0 | 1495.3399 | 913.647 | 19.33 | 2408.987 | 2409.23 | -0.24303
6881 | 100 | 0 | 492.48 | 0 | 0 | 0 | 0 | 0 | 0 | 0 | 0 | 1657.47 | 92.75 | 7.25 | 0 | 0 | 1495.3399 | 342.6767 | 7.25 | 1838.0166 | 1838.18 | -0.16335
6882 | 100 | 0 | 498.62 | 0 | 0 | 0 | 0 | 0 | 0 | 0 | 0 | 1657.47 | 100 | 0 | 0 | 0 | 1495.3399 | 0 | 0 | 1495.3399 | 1495.4 | -0.060079
6883 | 100 | 0 | 504.76 | 0 | 0 | 0 | 0 | 0 | 0 | 0 | 0 | 1657.47 | 100 | 0 | 0 | 0 | 1495.3399 | 0 | 0 | 1495.3399 | 1495.4 | -0.060079
6884 | 100 | 0 | 510.89 | 0 | 0 | 0 | 0 | 0 | 0 | 0 | 0 | 1657.47 | 100 | 0 | 0 | 0 | 1495.3399 | 0 | 0 | 1495.3399 | 1495.4 | -0.060079
6885 | 100 | 0 | 517.03 | 0 | 0 | 0 | 0 | 0 | 0 | 0 | 0 | 1657.47 | 100 | 0 | 0 | 0 | 1495.3399 | 0 | 0 | 1495.3399 | 1495.4 | -0.060079
6886 | 100 | 0 | 523.17 | 0 | 0 | 0 | 0 | 0 | 0 | 0 | 0 | 1657.47 | 100 | 0 | 0 | 0 | 1495.3399 | 0 | 0 | 1495.3399 | 1495.4 | -0.060079
6887 | 100 | 0 | 529.3 | 0 | 0 | 0 | 0 | 0 | 0 | 0 | 0 | 1657.47 | 100 | 0 | 0 | 0 | 1495.3399 | 0 | 0 | 1495.3399 | 1495.4 | -0.060079
6888 | 100 | 0 | 535.44 | 0 | 0 | 0 | 0 | 0 | 0 | 0 | 0 | 1657.47 | 100 | 0 | 0 | 0 | 1495.3399 | 0 | 0 | 1495.3399 | 1495.4 | -0.060079
6889 | 100 | 0 | 541.57 | 0 | 0 | 0 | 0 | 0 | 0 | 0 | 0 | 1657.47 | 100 | 0 | 0 | 0 | 1495.3399 | 0 | 0 | 1495.3399 | 1495.4 | -0.060079
6890 | 100 | 0 | 547.71 | 0 | 0 | 0 | 0 | 0 | 0 | 0 | 0 | 1657.47 | 100 | 0 | 0 | 0 | 1495.3399 | 0 | 0 | 1495.3399 | 1495.4 | -0.060079
6891 | 100 | 0 | 553.85 | 0 | 0 | 0 | 0 | 0 | 0 | 0 | 0 | 1657.47 | 100 | 0 | 0 | 0 | 1495.3399 | 0 | 0 | 1495.3399 | 1495.4 | -0.060079
6892 | 100 | 0 | 559.98 | 0 | 0 | 0 | 0 | 0 | 0 | 0 | 0 | 1657.47 | 100 | 0 | 0 | 0 | 1495.3399 | 0 | 0 | 1495.3399 | 1495.4 | -0.060079
6893 | 100 | 0 | 566.12 | 0 | 0 | 0 | 0 | 0 | 0 | 0 | 0 | 1657.47 | 100 | 0 | 0 | 0 | 1495.3399 | 0 | 0 | 1495.3399 | 1495.4 | -0.060079
6894 | 100 | 0 | 572.26 | 0 | 0 | 0 | 0 | 0 | 0 | 0 | 0 | 1657.47 | 100 | 0 | 0 | 0 | 1495.3399 | 0 | 0 | 1495.3399 | 1495.4 | -0.060079
6895 | 100 | 0 | 578.39 | 0 | 0 | 0 | 0 | 0 | 0 | 0 | 0 | 1657.47 | 97.16 | 2.84 | 0 | 0 | 1495.3399 | 134.2347 | 2.84 | 1629.5747 | 1629.77 | -0.19533
6896 | 100 | 0 | 584.53 | 0 | 0 | 0 | 0 | 0 | 0 | 0 | 0 | 1657.47 | 45.09 | 54.91 | 0 | 0 | 1495.3399 | 2595.3626 | 54.91 | 4090.7025 | 4090.58 | 0.12254
6897 | 100 | 0 | 590.66 | 0 | 0 | 0 | 0 | 0 | 0 | 0 | 0 | 1657.47 | 59.72 | 40.28 | 0 | 0 | 1495.3399 | 1903.8646 | 40.28 | 3399.2045 | 3399.36 | -0.15546
6898 | 100 | 0 | 596.8 | 0 | 0 | 0 | 0 | 0 | 0 | 0 | 0 | 1657.47 | 0 | 106.06 | 6.06 | 0 | 1495.3399 | 4726.5755 | 100 | 6221.9154 | 6221.98 | -0.064551
6899 | 100 | 0 | 602.94 | 0 | 0 | 0 | 0 | 0 | 0 | 0 | 0 | 1657.47 | 0 | 104.54 | 4.54 | 0 | 1495.3399 | 4726.5755 | 100 | 6221.9154 | 6221.98 | -0.064551
6900 | 100 | 0 | 609.07 | 0 | 0 | 0 | 0 | 0 | 0 | 0 | 0 | 1657.47 | 57.41 | 42.59 | 0 | 0 | 1495.3399 | 2013.0485 | 42.59 | 3508.3884 | 3508.64 | -0.25156
6901 | 100 | 0 | 615.21 | 0 | 0 | 0 | 0 | 0 | 0 | 0 | 0 | 1657.47 | 73.86 | 26.14 | 0 | 0 | 1495.3399 | 1235.5268 | 26.14 | 2730.8668 | 2731.02 | -0.15324
6902 | 100 | 0 | 621.35 | 0 | 0 | 0 | 0 | 0 | 0 | 0 | 0 | 1657.47 | 0 | 132.75 | 32.75 | 0 | 1495.3399 | 4726.5755 | 100 | 6221.9154 | 6221.98 | -0.064551
6903 | 100 | 0 | 627.48 | 0 | 0 | 0 | 0 | 0 | 0 | 0 | 0 | 1657.47 | 0 | 117.9 | 17.9 | 0 | 1495.3399 | 4726.5755 | 100 | 6221.9154 | 6221.98 | -0.064551
6904 | 100 | 0 | 633.62 | 0 | 0 | 0 | 0 | 0 | 0 | 0 | 0 | 1657.47 | 90.61 | 9.39 | 0 | 0 | 1495.3399 | 443.8254 | 9.39 | 1939.1654 | 1939.46 | -0.29464
6905 | 100 | 0 | 639.75 | 0 | 0 | 0 | 0 | 0 | 0 | 0 | 0 | 1657.47 | 96.91 | 3.09 | 0 | 0 | 1495.3399 | 146.0512 | 3.09 | 1641.3911 | 1641.5 | -0.1089
6906 | 100 | 0 | 645.89 | 0 | 0 | 0 | 0 | 0 | 0 | 0 | 0 | 1657.47 | 100 | 0 | 0 | 0 | 1495.3399 | 0 | 0 | 1495.3399 | 1495.4 | -0.060079
6907 | 100 | 0 | 652.03 | 0 | 0 | 0 | 0 | 0 | 0 | 0 | 0 | 1657.47 | 100 | 0 | 0 | 0 | 1495.3399 | 0 | 0 | 1495.3399 | 1495.4 | -0.060079
6908 | 100 | 0 | 658.16 | 0 | 0 | 0 | 0 | 0 | 0 | 0 | 0 | 1657.47 | 100 | 0 | 0 | 0 | 1495.3399 | 0 | 0 | 1495.3399 | 1495.4 | -0.060079
6909 | 100 | 0 | 664.3 | 0 | 0 | 0 | 0 | 0 | 0 | 0 | 0 | 1657.47 | 100 | 0 | 0 | 0 | 1495.3399 | 0 | 0 | 1495.3399 | 1495.4 | -0.060079
6910 | 100 | 0 | 670.44 | 0 | 0 | 0 | 0 | 0 | 0 | 0 | 0 | 1657.47 | 100 | 0 | 0 | 0 | 1495.3399 | 0 | 0 | 1495.3399 | 1495.4 | -0.060079
6911 | 100 | 0 | 676.57 | 0 | 0 | 0 | 0 | 0 | 0 | 0 | 0 | 1657.47 | 100 | 0 | 0 | 0 | 1495.3399 | 0 | 0 | 1495.3399 | 1495.4 | -0.060079
6912 | 100 | 0 | 682.71 | 0 | 0 | 0 | 0 | 0 | 0 | 0 | 0 | 1657.47 | 100 | 0 | 0 | 0 | 1495.3399 | 0 | 0 | 1495.3399 | 1495.4 | -0.060079
6913 | 100 | 0 | 688.84 | 0 | 0 | 0 | 0 | 0 | 0 | 0 | 0 | 1657.47 | 100 | 0 | 0 | 0 | 1495.3399 | 0 | 0 | 1495.3399 | 1495.4 | -0.060079
6914 | 100 | 0 | 694.98 | 0 | 0 | 0 | 0 | 0 | 0 | 0 | 0 | 1657.47 | 100 | 0 | 0 | 0 | 1495.3399 | 0 | 0 | 1495.3399 | 1495.4 | -0.060079
6915 | 100 | 0 | 701.12 | 0 | 0 | 0 | 0 | 0 | 0 | 0 | 0 | 1657.47 | 100 | 0 | 0 | 0 | 1495.3399 | 0 | 0 | 1495.3399 | 1495.4 | -0.060079
6916 | 100 | 0 | 707.25 | 0 | 0 | 0 | 0 | 0 | 0 | 0 | 0 | 1657.47 | 100 | 0 | 0 | 0 | 1495.3399 | 0 | 0 | 1495.3399 | 1495.4 | -0.060079
6917 | 100 | 0 | 713.39 | 0 | 0 | 0 | 0 | 0 | 0 | 0 | 0 | 1657.47 | 100 | 0 | 0 | 0 | 1495.3399 | 0 | 0 | 1495.3399 | 1495.4 | -0.060079
6918 | 100 | 0 | 719.53 | 0 | 0 | 0 | 0 | 0 | 0 | 0 | 0 | 1657.47 | 100 | 0 | 0 | 0 | 1495.3399 | 0 | 0 | 1495.3399 | 1495.4 | -0.060079
6919 | 100 | 0 | 725.66 | 0 | 0 | 0 | 0 | 0 | 0 | 0 | 0 | 1657.47 | 99.05 | 0.95 | 0 | 0 | 1495.3399 | 44.9025 | 0.95 | 1540.2424 | 1540.36 | -0.11761
6920 | 100 | 0 | 731.8 | 0 | 0 | 0 | 0 | 0 | 0 | 0 | 0 | 1657.47 | 64.36 | 35.64 | 0 | 0 | 1495.3399 | 1684.5515 | 35.64 | 3179.8914 | 3179.95 | -0.058561
6921 | 100 | 0 | 737.93 | 0 | 0 | 0 | 0 | 0 | 0 | 0 | 0 | 1657.47 | 26.85 | 73.15 | 0 | 0 | 1495.3399 | 3457.49 | 73.15 | 4952.8299 | 4952.89 | -0.06008
6922 | 100 | 0 | 744.07 | 0 | 0 | 0 | 0 | 0 | 0 | 0 | 0 | 1657.47 | 60.77 | 39.23 | 0 | 0 | 1495.3399 | 1854.2356 | 39.23 | 3349.5755 | 3349.73 | -0.1545
6923 | 71.59 | 0 | 732.77 | 0 | 0 | 0 | 0 | 0 | 0 | 0 | 0 | 1657.47 | 67.27 | 4.31 | 0 | 0 | 1495.3399 | 203.7154 | 4.31 | 1699.0553 | 1699.35 | -0.29467
6924 | 88.37 | 0 | 731.77 | 0 | 0 | 0 | 0 | 0 | 0 | 0 | 0 | 1657.47 | 67.27 | 21.1 | 0 | 0 | 1495.3399 | 997.3074 | 21.1 | 2492.6474 | 2492.52 | 0.12736
6925 | 26.71 | 0 | 692.93 | 0 | 0 | 0 | 0 | 0 | 0 | 0 | 0 | 1657.47 | 0 | 26.71 | 0 | 0 | 1495.3399 | 1262.4683 | 26.71 | 2757.8082 | 2757.87 | -0.061756
6926 | 100 | 0 | 699.07 | 0 | 0 | 0 | 0 | 0 | 0 | 0 | 0 | 1657.47 | 0 | 121 | 21 | 0 | 1495.3399 | 4726.5755 | 100 | 6221.9154 | 6221.98 | -0.064551
6927 | 56.41 | 0 | 678.45 | 0 | 0 | 0 | 0 | 0 | 0 | 0 | 0 | 1657.47 | 0 | 56.41 | 0 | 0 | 1495.3399 | 2666.2613 | 56.41 | 4161.6012 | 4161.66 | -0.058824
6928 | 70.77 | 0 | 666.65 | 0 | 0 | 0 | 0 | 0 | 0 | 0 | 0 | 1657.47 | 0 | 70.77 | 0 | 0 | 1495.3399 | 3344.9975 | 70.77 | 4840.3374 | 4840.5 | -0.16258
6929 | 30.61 | 0 | 630.21 | 0 | 0 | 0 | 0 | 0 | 0 | 0 | 0 | 1657.47 | 0 | 30.61 | 0 | 0 | 1495.3399 | 1446.8048 | 30.61 | 2942.1447 | 2942.3 | -0.15531
6930 | 0 | 0 | 574.98 | 0 | 0 | 0 | 0 | 0 | 0 | 0 | 0 | 1657.47 | 0 | 0 | 0 | 0 | 1495.3399 | 0 | 0 | 1495.3399 | 1495.4 | -0.060079
6931 | 67.27 | 0 | 561.03 | 0 | 0 | 0 | 0 | 0 | 0 | 0 | 0 | 1657.47 | 67.27 | 0 | 0 | 0 | 1495.3399 | 0 | 0 | 1495.3399 | 1495.4 | -0.060079
6932 | 67.27 | 0 | 547.09 | 0 | 0 | 0 | 0 | 0 | 0 | 0 | 0 | 1657.47 | 67.27 | 0 | 0 | 0 | 1495.3399 | 0 | 0 | 1495.3399 | 1495.4 | -0.060079
6933 | 67.27 | 0 | 533.14 | 0 | 0 | 0 | 0 | 0 | 0 | 0 | 0 | 1657.47 | 67.27 | 0 | 0 | 0 | 1495.3399 | 0 | 0 | 1495.3399 | 1495.4 | -0.060079
6934 | 100 | 0 | 539.27 | 0 | 0 | 0 | 0 | 0 | 0 | 0 | 0 | 1657.47 | 100 | 0 | 0 | 0 | 1495.3399 | 0 | 0 | 1495.3399 | 1495.4 | -0.060079
6935 | 100 | 0 | 545.41 | 0 | 0 | 0 | 0 | 0 | 0 | 0 | 0 | 1657.47 | 100 | 0 | 0 | 0 | 1495.3399 | 0 | 0 | 1495.3399 | 1495.4 | -0.060079
6936 | 100 | 0 | 551.55 | 0 | 0 | 0 | 0 | 0 | 0 | 0 | 0 | 1657.47 | 100 | 0 | 0 | 0 | 1495.3399 | 0 | 0 | 1495.3399 | 1495.4 | -0.060079
6937 | 100 | 0 | 557.68 | 0 | 0 | 0 | 0 | 0 | 0 | 0 | 0 | 1657.47 | 100 | 0 | 0 | 0 | 1495.3399 | 0 | 0 | 1495.3399 | 1495.4 | -0.060079
6938 | 100 | 0 | 563.82 | 0 | 0 | 0 | 0 | 0 | 0 | 0 | 0 | 1657.47 | 100 | 0 | 0 | 0 | 1495.3399 | 0 | 0 | 1495.3399 | 1495.4 | -0.060079
6939 | 100 | 0 | 569.96 | 0 | 0 | 0 | 0 | 0 | 0 | 0 | 0 | 1657.47 | 100 | 0 | 0 | 0 | 1495.3399 | 0 | 0 | 1495.3399 | 1495.4 | -0.060079
6940 | 100 | 0 | 576.09 | 0 | 0 | 0 | 0 | 0 | 0 | 0 | 0 | 1657.47 | 100 | 0 | 0 | 0 | 1495.3399 | 0 | 0 | 1495.3399 | 1495.4 | -0.060079
6941 | 100 | 0 | 582.23 | 0 | 0 | 0 | 0 | 0 | 0 | 0 | 0 | 1657.47 | 100 | 0 | 0 | 0 | 1495.3399 | 0 | 0 | 1495.3399 | 1495.4 | -0.060079
6942 | 100 | 0 | 588.36 | 0 | 0 | 0 | 0 | 0 | 0 | 0 | 0 | 1657.47 | 100 | 0 | 0 | 0 | 1495.3399 | 0 | 0 | 1495.3399 | 1495.4 | -0.060079
6943 | 100 | 0 | 594.5 | 0 | 0 | 0 | 0 | 0 | 0 | 0 | 0 | 1657.47 | 98.06 | 1.94 | 0 | 0 | 1495.3399 | 91.6956 | 1.94 | 1587.0355 | 1587.25 | -0.21451
6944 | 100 | 0 | 600.64 | 0 | 0 | 0 | 0 | 0 | 0 | 0 | 0 | 1657.47 | 45.39 | 54.61 | 0 | 0 | 1495.3399 | 2581.1829 | 54.61 | 4076.5228 | 4076.78 | -0.25718
6945 | 100 | 0 | 606.77 | 0 | 0 | 0 | 0 | 0 | 0 | 0 | 0 | 1657.47 | 0 | 109.93 | 9.93 | 0 | 1495.3399 | 4726.5755 | 100 | 6221.9154 | 6221.98 | -0.064551
6946 | 100 | 0 | 612.91 | 0 | 0 | 0 | 0 | 0 | 0 | 0 | 0 | 1657.47 | 0 | 152.31 | 52.31 | 0 | 1495.3399 | 4726.5755 | 100 | 6221.9154 | 6221.98 | -0.064551
6947 | 100 | 0 | 619.05 | 0 | 0 | 0 | 0 | 0 | 0 | 0 | 0 | 1657.47 | 0 | 137.23 | 37.23 | 0 | 1495.3399 | 4726.5755 | 100 | 6221.9154 | 6221.98 | -0.064551
6948 | 100 | 0 | 625.18 | 0 | 0 | 0 | 0 | 0 | 0 | 0 | 0 | 1657.47 | 0 | 189.49 | 89.49 | 0 | 1495.3399 | 4726.5755 | 100 | 6221.9154 | 6221.98 | -0.064551
6949 | 97.34 | 0 | 629.69 | 0 | 0 | 0 | 0 | 0 | 0 | 0 | 0 | 1657.47 | 0 | 97.34 | 0 | 0 | 1495.3399 | 4600.8486 | 97.34 | 6096.1885 | 6096.44 | -0.25146
6950 | 4.04 | 0 | 576.94 | 0 | 0 | 0 | 0 | 0 | 0 | 0 | 0 | 1657.47 | 0 | 4.04 | 0 | 0 | 1495.3399 | 190.9537 | 4.04 | 1686.2936 | 1686.38 | -0.086428
6951 | 17.14 | 0 | 532.23 | 0 | 0 | 0 | 0 | 0 | 0 | 0 | 0 | 1657.47 | 0 | 17.14 | 0 | 0 | 1495.3399 | 810.135 | 17.14 | 2305.475 | 2305.6 | -0.12503
6952 | 96.73 | 0 | 536.36 | 0 | 0 | 0 | 0 | 0 | 0 | 0 | 0 | 1657.47 | 0 | 96.73 | 0 | 0 | 1495.3399 | 4572.0165 | 96.73 | 6067.3564 | 6067.51 | -0.15357
6953 | 41.42 | 0 | 506.55 | 0 | 0 | 0 | 0 | 0 | 0 | 0 | 0 | 1657.47 | 0 | 41.42 | 0 | 0 | 1495.3399 | 1957.7476 | 41.42 | 3453.0875 | 3453.34 | -0.2525
6954 | 0 | 0 | 451.32 | 0 | 0 | 0 | 0 | 0 | 0 | 0 | 0 | 1657.47 | 0 | 0 | 0 | 0 | 1495.3399 | 0 | 0 | 1495.3399 | 1495.4 | -0.060079
6955 | 67.27 | 0 | 437.37 | 0 | 0 | 0 | 0 | 0 | 0 | 0 | 0 | 1657.47 | 67.27 | 0 | 0 | 0 | 1495.3399 | 0 | 0 | 1495.3399 | 1495.4 | -0.060079
6956 | 67.27 | 0 | 423.42 | 0 | 0 | 0 | 0 | 0 | 0 | 0 | 0 | 1657.47 | 67.27 | 0 | 0 | 0 | 1495.3399 | 0 | 0 | 1495.3399 | 1495.4 | -0.060079
6957 | 67.27 | 0 | 409.48 | 0 | 0 | 0 | 0 | 0 | 0 | 0 | 0 | 1657.47 | 67.27 | 0 | 0 | 0 | 1495.3399 | 0 | 0 | 1495.3399 | 1495.4 | -0.060079
6958 | 100 | 0 | 415.61 | 0 | 0 | 0 | 0 | 0 | 0 | 0 | 0 | 1657.47 | 100 | 0 | 0 | 0 | 1495.3399 | 0 | 0 | 1495.3399 | 1495.4 | -0.060079
6959 | 100 | 0 | 421.75 | 0 | 0 | 0 | 0 | 0 | 0 | 0 | 0 | 1657.47 | 100 | 0 | 0 | 0 | 1495.3399 | 0 | 0 | 1495.3399 | 1495.4 | -0.060079
6960 | 100 | 0 | 427.88 | 0 | 0 | 0 | 0 | 0 | 0 | 0 | 0 | 1657.47 | 100 | 0 | 0 | 0 | 1495.3399 | 0 | 0 | 1495.3399 | 1495.4 | -0.060079
6961 | 100 | 0 | 434.02 | 0 | 0 | 0 | 0 | 0 | 0 | 0 | 0 | 1657.47 | 100 | 0 | 0 | 0 | 1495.3399 | 0 | 0 | 1495.3399 | 1495.4 | -0.060079
6962 | 100 | 0 | 440.16 | 0 | 0 | 0 | 0 | 0 | 0 | 0 | 0 | 1657.47 | 100 | 0 | 0 | 0 | 1495.3399 | 0 | 0 | 1495.3399 | 1495.4 | -0.060079
6963 | 100 | 0 | 446.29 | 0 | 0 | 0 | 0 | 0 | 0 | 0 | 0 | 1657.47 | 100 | 0 | 0 | 0 | 1495.3399 | 0 | 0 | 1495.3399 | 1495.4 | -0.060079
6964 | 100 | 0 | 452.43 | 0 | 0 | 0 | 0 | 0 | 0 | 0 | 0 | 1657.47 | 100 | 0 | 0 | 0 | 1495.3399 | 0 | 0 | 1495.3399 | 1495.4 | -0.060079
6965 | 100 | 0 | 458.57 | 0 | 0 | 0 | 0 | 0 | 0 | 0 | 0 | 1657.47 | 100 | 0 | 0 | 0 | 1495.3399 | 0 | 0 | 1495.3399 | 1495.4 | -0.060079
6966 | 100 | 0 | 464.7 | 0 | 0 | 0 | 0 | 0 | 0 | 0 | 0 | 1657.47 | 100 | 0 | 0 | 0 | 1495.3399 | 0 | 0 | 1495.3399 | 1495.4 | -0.060079
6967 | 100 | 0 | 470.84 | 0 | 0 | 0 | 0 | 0 | 0 | 0 | 0 | 1657.47 | 97.21 | 2.79 | 0 | 0 | 1495.3399 | 131.8715 | 2.79 | 1627.2114 | 1627.2 | 0.011378
6968 | 100 | 0 | 476.97 | 0 | 0 | 0 | 0 | 0 | 0 | 0 | 0 | 1657.47 | 41.69 | 58.31 | 0 | 0 | 1495.3399 | 2756.0662 | 58.31 | 4251.4061 | 4251.66 | -0.25389
6969 | 100 | 0 | 483.11 | 0 | 0 | 0 | 0 | 0 | 0 | 0 | 0 | 1657.47 | 0 | 112.7 | 12.7 | 0 | 1495.3399 | 4726.5755 | 100 | 6221.9154 | 6221.98 | -0.064551
6970 | 100 | 0 | 489.25 | 0 | 0 | 0 | 0 | 0 | 0 | 0 | 0 | 1657.47 | 0 | 153.81 | 53.81 | 0 | 1495.3399 | 4726.5755 | 100 | 6221.9154 | 6221.98 | -0.064551
6971 | 100 | 0 | 495.38 | 0 | 0 | 0 | 0 | 0 | 0 | 0 | 0 | 1657.47 | 0 | 182.49 | 82.49 | 0 | 1495.3399 | 4726.5755 | 100 | 6221.9154 | 6221.98 | -0.064551
6972 | 100 | 0 | 501.52 | 0 | 0 | 0 | 0 | 0 | 0 | 0 | 0 | 1657.47 | 0 | 195.53 | 95.53 | 0 | 1495.3399 | 4726.5755 | 100 | 6221.9154 | 6221.98 | -0.064551
6973 | 100 | 0 | 507.66 | 0 | 0 | 0 | 0 | 0 | 0 | 0 | 0 | 1657.47 | 0 | 193.55 | 93.55 | 0 | 1495.3399 | 4726.5755 | 100 | 6221.9154 | 6221.98 | -0.064551
6974 | 100 | 0 | 513.79 | 0 | 0 | 0 | 0 | 0 | 0 | 0 | 0 | 1657.47 | 0 | 175.53 | 75.53 | 0 | 1495.3399 | 4726.5755 | 100 | 6221.9154 | 6221.98 | -0.064551
6975 | 100 | 0 | 519.93 | 0 | 0 | 0 | 0 | 0 | 0 | 0 | 0 | 1657.47 | 0 | 144.53 | 44.53 | 0 | 1495.3399 | 4726.5755 | 100 | 6221.9154 | 6221.98 | -0.064551
6976 | 98.18 | 0 | 524.95 | 0 | 0 | 0 | 0 | 0 | 0 | 0 | 0 | 1657.47 | 0 | 98.18 | 0 | 0 | 1495.3399 | 4640.5519 | 98.18 | 6135.8918 | 6136.14 | -0.24823
6977 | 42.26 | 0 | 495.65 | 0 | 0 | 0 | 0 | 0 | 0 | 0 | 0 | 1657.47 | 0 | 42.26 | 0 | 0 | 1495.3399 | 1997.4508 | 42.26 | 3492.7907 | 3492.76 | 0.030739
6978 | 0 | 0 | 440.42 | 0 | 0 | 0 | 0 | 0 | 0 | 0 | 0 | 1657.47 | 0 | 0 | 0 | 0 | 1495.3399 | 0 | 0 | 1495.3399 | 1495.4 | -0.060079
6979 | 67.27 | 0 | 426.47 | 0 | 0 | 0 | 0 | 0 | 0 | 0 | 0 | 1657.47 | 67.27 | 0 | 0 | 0 | 1495.3399 | 0 | 0 | 1495.3399 | 1495.4 | -0.060079
6980 | 67.27 | 0 | 412.53 | 0 | 0 | 0 | 0 | 0 | 0 | 0 | 0 | 1657.47 | 67.27 | 0 | 0 | 0 | 1495.3399 | 0 | 0 | 1495.3399 | 1495.4 | -0.060079
6981 | 67.27 | 0 | 398.58 | 0 | 0 | 0 | 0 | 0 | 0 | 0 | 0 | 1657.47 | 67.27 | 0 | 0 | 0 | 1495.3399 | 0 | 0 | 1495.3399 | 1495.4 | -0.060079
6982 | 100 | 0 | 404.72 | 0 | 0 | 0 | 0 | 0 | 0 | 0 | 0 | 1657.47 | 100 | 0 | 0 | 0 | 1495.3399 | 0 | 0 | 1495.3399 | 1495.4 | -0.060079
6983 | 100 | 0 | 410.85 | 0 | 0 | 0 | 0 | 0 | 0 | 0 | 0 | 1657.47 | 100 | 0 | 0 | 0 | 1495.3399 | 0 | 0 | 1495.3399 | 1495.4 | -0.060079
6984 | 100 | 0 | 416.99 | 0 | 0 | 0 | 0 | 0 | 0 | 0 | 0 | 1657.47 | 100 | 0 | 0 | 0 | 1495.3399 | 0 | 0 | 1495.3399 | 1495.4 | -0.060079
6985 | 100 | 0 | 423.13 | 0 | 0 | 0 | 0 | 0 | 0 | 0 | 0 | 1657.47 | 100 | 0 | 0 | 0 | 1495.3399 | 0 | 0 | 1495.3399 | 1495.4 | -0.060079
6986 | 100 | 0 | 429.26 | 0 | 0 | 0 | 0 | 0 | 0 | 0 | 0 | 1657.47 | 100 | 0 | 0 | 0 | 1495.3399 | 0 | 0 | 1495.3399 | 1495.4 | -0.060079
6987 | 100 | 0 | 435.4 | 0 | 0 | 0 | 0 | 0 | 0 | 0 | 0 | 1657.47 | 100 | 0 | 0 | 0 | 1495.3399 | 0 | 0 | 1495.3399 | 1495.4 | -0.060079
6988 | 100 | 0 | 441.54 | 0 | 0 | 0 | 0 | 0 | 0 | 0 | 0 | 1657.47 | 100 | 0 | 0 | 0 | 1495.3399 | 0 | 0 | 1495.3399 | 1495.4 | -0.060079
6989 | 100 | 0 | 447.67 | 0 | 0 | 0 | 0 | 0 | 0 | 0 | 0 | 1657.47 | 100 | 0 | 0 | 0 | 1495.3399 | 0 | 0 | 1495.3399 | 1495.4 | -0.060079
6990 | 100 | 0 | 453.81 | 0 | 0 | 0 | 0 | 0 | 0 | 0 | 0 | 1657.47 | 100 | 0 | 0 | 0 | 1495.3399 | 0 | 0 | 1495.3399 | 1495.4 | -0.060079
6991 | 100 | 0 | 459.94 | 0 | 0 | 0 | 0 | 0 | 0 | 0 | 0 | 1657.47 | 100 | 0 | 0 | 0 | 1495.3399 | 0 | 0 | 1495.3399 | 1495.4 | -0.060079
6992 | 100 | 0 | 466.08 | 0 | 0 | 0 | 0 | 0 | 0 | 0 | 0 | 1657.47 | 40.51 | 59.49 | 0 | 0 | 1495.3399 | 2811.8398 | 59.49 | 4307.1797 | 4307.05 | 0.1297
6993 | 100 | 0 | 472.22 | 0 | 0 | 0 | 0 | 0 | 0 | 0 | 0 | 1657.47 | 0 | 117.18 | 17.18 | 0 | 1495.3399 | 4726.5755 | 100 | 6221.9154 | 6221.98 | -0.064551
6994 | 100 | 0 | 478.35 | 0 | 0 | 0 | 0 | 0 | 0 | 0 | 0 | 1657.47 | 0 | 118 | 18 | 0 | 1495.3399 | 4726.5755 | 100 | 6221.9154 | 6221.98 | -0.064551
6995 | 100 | 0 | 484.49 | 0 | 0 | 0 | 0 | 0 | 0 | 0 | 0 | 1657.47 | 0 | 183.92 | 83.92 | 0 | 1495.3399 | 4726.5755 | 100 | 6221.9154 | 6221.98 | -0.064551
6996 | 100 | 0 | 490.63 | 0 | 0 | 0 | 0 | 0 | 0 | 0 | 0 | 1657.47 | 0 | 193.48 | 93.48 | 0 | 1495.3399 | 4726.5755 | 100 | 6221.9154 | 6221.98 | -0.064551
6997 | 100 | 0 | 496.76 | 0 | 0 | 0 | 0 | 0 | 0 | 0 | 0 | 1657.47 | 0 | 190.04 | 90.04 | 0 | 1495.3399 | 4726.5755 | 100 | 6221.9154 | 6221.98 | -0.064551
6998 | 100 | 0 | 502.9 | 0 | 0 | 0 | 0 | 0 | 0 | 0 | 0 | 1657.47 | 0 | 172.34 | 72.34 | 0 | 1495.3399 | 4726.5755 | 100 | 6221.9154 | 6221.98 | -0.064551
6999 | 100 | 0 | 509.03 | 0 | 0 | 0 | 0 | 0 | 0 | 0 | 0 | 1657.47 | 0 | 141.6 | 41.6 | 0 | 1495.3399 | 4726.5755 | 100 | 6221.9154 | 6221.98 | -0.064551
7000 | 96.97 | 0 | 513.31 | 0 | 0 | 0 | 0 | 0 | 0 | 0 | 0 | 1657.47 | 0 | 96.97 | 0 | 0 | 1495.3399 | 4583.3603 | 96.97 | 6078.7002 | 6078.86 | -0.15979
7001 | 41.45 | 0 | 483.52 | 0 | 0 | 0 | 0 | 0 | 0 | 0 | 0 | 1657.47 | 0 | 41.45 | 0 | 0 | 1495.3399 | 1959.1656 | 41.45 | 3454.5055 | 3454.47 | 0.035477
7002 | 0 | 0 | 428.29 | 0 | 0 | 0 | 0 | 0 | 0 | 0 | 0 | 1657.47 | 0 | 0 | 0 | 0 | 1495.3399 | 0 | 0 | 1495.3399 | 1495.4 | -0.060079
7003 | 67.27 | 0 | 414.34 | 0 | 0 | 0 | 0 | 0 | 0 | 0 | 0 | 1657.47 | 67.27 | 0 | 0 | 0 | 1495.3399 | 0 | 0 | 1495.3399 | 1495.4 | -0.060079
7004 | 67.27 | 0 | 400.39 | 0 | 0 | 0 | 0 | 0 | 0 | 0 | 0 | 1657.47 | 67.27 | 0 | 0 | 0 | 1495.3399 | 0 | 0 | 1495.3399 | 1495.4 | -0.060079
7005 | 67.27 | 0 | 386.45 | 0 | 0 | 0 | 0 | 0 | 0 | 0 | 0 | 1657.47 | 67.27 | 0 | 0 | 0 | 1495.3399 | 0 | 0 | 1495.3399 | 1495.4 | -0.060079
7006 | 100 | 0 | 392.58 | 0 | 0 | 0 | 0 | 0 | 0 | 0 | 0 | 1657.47 | 100 | 0 | 0 | 0 | 1495.3399 | 0 | 0 | 1495.3399 | 1495.4 | -0.060079
7007 | 100 | 0 | 398.72 | 0 | 0 | 0 | 0 | 0 | 0 | 0 | 0 | 1657.47 | 100 | 0 | 0 | 0 | 1495.3399 | 0 | 0 | 1495.3399 | 1495.4 | -0.060079
7008 | 100 | 0 | 404.85 | 0 | 0 | 0 | 0 | 0 | 0 | 0 | 0 | 1657.47 | 100 | 0 | 0 | 0 | 1495.3399 | 0 | 0 | 1495.3399 | 1495.4 | -0.060079
7009 | 100 | 0 | 410.99 | 0 | 0 | 0 | 0 | 0 | 0 | 0 | 0 | 1657.47 | 100 | 0 | 0 | 0 | 1495.3399 | 0 | 0 | 1495.3399 | 1495.4 | -0.060079
7010 | 100 | 0 | 417.13 | 0 | 0 | 0 | 0 | 0 | 0 | 0 | 0 | 1657.47 | 100 | 0 | 0 | 0 | 1495.3399 | 0 | 0 | 1495.3399 | 1495.4 | -0.060079
7011 | 100 | 0 | 423.26 | 0 | 0 | 0 | 0 | 0 | 0 | 0 | 0 | 1657.47 | 100 | 0 | 0 | 0 | 1495.3399 | 0 | 0 | 1495.3399 | 1495.4 | -0.060079
7012 | 100 | 0 | 429.4 | 0 | 0 | 0 | 0 | 0 | 0 | 0 | 0 | 1657.47 | 100 | 0 | 0 | 0 | 1495.3399 | 0 | 0 | 1495.3399 | 1495.4 | -0.060079
7013 | 100 | 0 | 435.54 | 0 | 0 | 0 | 0 | 0 | 0 | 0 | 0 | 1657.47 | 100 | 0 | 0 | 0 | 1495.3399 | 0 | 0 | 1495.3399 | 1495.4 | -0.060079
7014 | 100 | 0 | 441.67 | 0 | 0 | 0 | 0 | 0 | 0 | 0 | 0 | 1657.47 | 100 | 0 | 0 | 0 | 1495.3399 | 0 | 0 | 1495.3399 | 1495.4 | -0.060079
7015 | 100 | 0 | 447.81 | 0 | 0 | 0 | 0 | 0 | 0 | 0 | 0 | 1657.47 | 100 | 0 | 0 | 0 | 1495.3399 | 0 | 0 | 1495.3399 | 1495.4 | -0.060079
7016 | 100 | 0 | 453.94 | 0 | 0 | 0 | 0 | 0 | 0 | 0 | 0 | 1657.47 | 41.03 | 58.97 | 0 | 0 | 1495.3399 | 2787.2616 | 58.97 | 4282.6015 | 4282.66 | -0.05849
7017 | 100 | 0 | 460.08 | 0 | 0 | 0 | 0 | 0 | 0 | 0 | 0 | 1657.47 | 0 | 115.3 | 15.3 | 0 | 1495.3399 | 4726.5755 | 100 | 6221.9154 | 6221.98 | -0.064551
7018 | 100 | 0 | 466.22 | 0 | 0 | 0 | 0 | 0 | 0 | 0 | 0 | 1657.47 | 0 | 155.04 | 55.04 | 0 | 1495.3399 | 4726.5755 | 100 | 6221.9154 | 6221.98 | -0.064551
7019 | 100 | 0 | 472.35 | 0 | 0 | 0 | 0 | 0 | 0 | 0 | 0 | 1657.47 | 0 | 178.52 | 78.52 | 0 | 1495.3399 | 4726.5755 | 100 | 6221.9154 | 6221.98 | -0.064551
7020 | 100 | 0 | 478.49 | 0 | 0 | 0 | 0 | 0 | 0 | 0 | 0 | 1657.47 | 0 | 187.49 | 87.49 | 0 | 1495.3399 | 4726.5755 | 100 | 6221.9154 | 6221.98 | -0.064551
7021 | 100 | 0 | 484.63 | 0 | 0 | 0 | 0 | 0 | 0 | 0 | 0 | 1657.47 | 0 | 184.93 | 84.93 | 0 | 1495.3399 | 4726.5755 | 100 | 6221.9154 | 6221.98 | -0.064551
7022 | 100 | 0 | 490.76 | 0 | 0 | 0 | 0 | 0 | 0 | 0 | 0 | 1657.47 | 0 | 168.32 | 68.32 | 0 | 1495.3399 | 4726.5755 | 100 | 6221.9154 | 6221.98 | -0.064551
7023 | 100 | 0 | 496.9 | 0 | 0 | 0 | 0 | 0 | 0 | 0 | 0 | 1657.47 | 0 | 138.91 | 38.91 | 0 | 1495.3399 | 4726.5755 | 100 | 6221.9154 | 6221.98 | -0.064551
7024 | 95.56 | 0 | 500.31 | 0 | 0 | 0 | 0 | 0 | 0 | 0 | 0 | 1657.47 | 0 | 95.56 | 0 | 0 | 1495.3399 | 4516.7156 | 95.56 | 6012.0555 | 6012.21 | -0.1545
7025 | 40.47 | 0 | 469.91 | 0 | 0 | 0 | 0 | 0 | 0 | 0 | 0 | 1657.47 | 0 | 40.47 | 0 | 0 | 1495.3399 | 1912.8451 | 40.47 | 3408.185 | 3408.15 | 0.035037
7026 | 0 | 0 | 414.68 | 0 | 0 | 0 | 0 | 0 | 0 | 0 | 0 | 1657.47 | 0 | 0 | 0 | 0 | 1495.3399 | 0 | 0 | 1495.3399 | 1495.4 | -0.060079
7027 | 67.27 | 0 | 400.74 | 0 | 0 | 0 | 0 | 0 | 0 | 0 | 0 | 1657.47 | 67.27 | 0 | 0 | 0 | 1495.3399 | 0 | 0 | 1495.3399 | 1495.4 | -0.060079
7028 | 67.27 | 0 | 386.79 | 0 | 0 | 0 | 0 | 0 | 0 | 0 | 0 | 1657.47 | 67.27 | 0 | 0 | 0 | 1495.3399 | 0 | 0 | 1495.3399 | 1495.4 | -0.060079
7029 | 67.27 | 0 | 372.84 | 0 | 0 | 0 | 0 | 0 | 0 | 0 | 0 | 1657.47 | 67.27 | 0 | 0 | 0 | 1495.3399 | 0 | 0 | 1495.3399 | 1495.4 | -0.060079
7030 | 100 | 0 | 378.98 | 0 | 0 | 0 | 0 | 0 | 0 | 0 | 0 | 1657.47 | 100 | 0 | 0 | 0 | 1495.3399 | 0 | 0 | 1495.3399 | 1495.4 | -0.060079
7031 | 100 | 0 | 385.12 | 0 | 0 | 0 | 0 | 0 | 0 | 0 | 0 | 1657.47 | 100 | 0 | 0 | 0 | 1495.3399 | 0 | 0 | 1495.3399 | 1495.4 | -0.060079
7032 | 100 | 0 | 391.25 | 0 | 0 | 0 | 0 | 0 | 0 | 0 | 0 | 1657.47 | 100 | 0 | 0 | 0 | 1495.3399 | 0 | 0 | 1495.3399 | 1495.4 | -0.060079
7033 | 100 | 0 | 397.39 | 0 | 0 | 0 | 0 | 0 | 0 | 0 | 0 | 1657.47 | 100 | 0 | 0 | 0 | 1495.3399 | 0 | 0 | 1495.3399 | 1495.4 | -0.060079
7034 | 100 | 0 | 403.53 | 0 | 0 | 0 | 0 | 0 | 0 | 0 | 0 | 1657.47 | 100 | 0 | 0 | 0 | 1495.3399 | 0 | 0 | 1495.3399 | 1495.4 | -0.060079
7035 | 100 | 0 | 409.66 | 0 | 0 | 0 | 0 | 0 | 0 | 0 | 0 | 1657.47 | 100 | 0 | 0 | 0 | 1495.3399 | 0 | 0 | 1495.3399 | 1495.4 | -0.060079
7036 | 100 | 0 | 415.8 | 0 | 0 | 0 | 0 | 0 | 0 | 0 | 0 | 1657.47 | 100 | 0 | 0 | 0 | 1495.3399 | 0 | 0 | 1495.3399 | 1495.4 | -0.060079
7037 | 100 | 0 | 421.93 | 0 | 0 | 0 | 0 | 0 | 0 | 0 | 0 | 1657.47 | 100 | 0 | 0 | 0 | 1495.3399 | 0 | 0 | 1495.3399 | 1495.4 | -0.060079
7038 | 100 | 0 | 428.07 | 0 | 0 | 0 | 0 | 0 | 0 | 0 | 0 | 1657.47 | 100 | 0 | 0 | 0 | 1495.3399 | 0 | 0 | 1495.3399 | 1495.4 | -0.060079
7039 | 100 | 0 | 434.21 | 0 | 0 | 0 | 0 | 0 | 0 | 0 | 0 | 1657.47 | 100 | 0 | 0 | 0 | 1495.3399 | 0 | 0 | 1495.3399 | 1495.4 | -0.060079
7040 | 100 | 0 | 440.34 | 0 | 0 | 0 | 0 | 0 | 0 | 0 | 0 | 1657.47 | 43.56 | 56.44 | 0 | 0 | 1495.3399 | 2667.6792 | 56.44 | 4163.0191 | 4163.08 | -0.060851
7041 | 100 | 0 | 446.48 | 0 | 0 | 0 | 0 | 0 | 0 | 0 | 0 | 1657.47 | 0 | 110.8 | 10.8 | 0 | 1495.3399 | 4726.5755 | 100 | 6221.9154 | 6221.98 | -0.064551
7042 | 100 | 0 | 452.62 | 0 | 0 | 0 | 0 | 0 | 0 | 0 | 0 | 1657.47 | 0 | 151.26 | 51.26 | 0 | 1495.3399 | 4726.5755 | 100 | 6221.9154 | 6221.98 | -0.064551
7043 | 100 | 0 | 458.75 | 0 | 0 | 0 | 0 | 0 | 0 | 0 | 0 | 1657.47 | 0 | 175.48 | 75.48 | 0 | 1495.3399 | 4726.5755 | 100 | 6221.9154 | 6221.98 | -0.064551
7044 | 100 | 0 | 464.89 | 0 | 0 | 0 | 0 | 0 | 0 | 0 | 0 | 1657.47 | 0 | 186.11 | 86.11 | 0 | 1495.3399 | 4726.5755 | 100 | 6221.9154 | 6221.98 | -0.064551
7045 | 100 | 0 | 471.02 | 0 | 0 | 0 | 0 | 0 | 0 | 0 | 0 | 1657.47 | 0 | 183.19 | 83.19 | 0 | 1495.3399 | 4726.5755 | 100 | 6221.9154 | 6221.98 | -0.064551
7046 | 100 | 0 | 477.16 | 0 | 0 | 0 | 0 | 0 | 0 | 0 | 0 | 1657.47 | 0 | 142.32 | 42.32 | 0 | 1495.3399 | 4726.5755 | 100 | 6221.9154 | 6221.98 | -0.064551
7047 | 100 | 0 | 483.3 | 0 | 0 | 0 | 0 | 0 | 0 | 0 | 0 | 1657.47 | 0 | 108.78 | 8.78 | 0 | 1495.3399 | 4726.5755 | 100 | 6221.9154 | 6221.98 | -0.064551
7048 | 100 | 0 | 489.43 | 0 | 0 | 0 | 0 | 0 | 0 | 0 | 0 | 1657.47 | 7.65 | 92.35 | 0 | 0 | 1495.3399 | 4364.9925 | 92.35 | 5860.3324 | 5860.21 | 0.12242
7049 | 100 | 0 | 495.57 | 0 | 0 | 0 | 0 | 0 | 0 | 0 | 0 | 1657.47 | 61.85 | 38.15 | 0 | 0 | 1495.3399 | 1803.1886 | 38.15 | 3298.5285 | 3298.4 | 0.12848
7050 | 100 | 0 | 501.71 | 0 | 0 | 0 | 0 | 0 | 0 | 0 | 0 | 1657.47 | 100 | 0 | 0 | 0 | 1495.3399 | 0 | 0 | 1495.3399 | 1495.4 | -0.060079
7051 | 100 | 0 | 507.84 | 0 | 0 | 0 | 0 | 0 | 0 | 0 | 0 | 1657.47 | 100 | 0 | 0 | 0 | 1495.3399 | 0 | 0 | 1495.3399 | 1495.4 | -0.060079
7052 | 100 | 0 | 513.98 | 0 | 0 | 0 | 0 | 0 | 0 | 0 | 0 | 1657.47 | 100 | 0 | 0 | 0 | 1495.3399 | 0 | 0 | 1495.3399 | 1495.4 | -0.060079
7053 | 100 | 0 | 520.11 | 0 | 0 | 0 | 0 | 0 | 0 | 0 | 0 | 1657.47 | 100 | 0 | 0 | 0 | 1495.3399 | 0 | 0 | 1495.3399 | 1495.4 | -0.060079
7054 | 100 | 0 | 526.25 | 0 | 0 | 0 | 0 | 0 | 0 | 0 | 0 | 1657.47 | 100 | 0 | 0 | 0 | 1495.3399 | 0 | 0 | 1495.3399 | 1495.4 | -0.060079
7055 | 100 | 0 | 532.39 | 0 | 0 | 0 | 0 | 0 | 0 | 0 | 0 | 1657.47 | 100 | 0 | 0 | 0 | 1495.3399 | 0 | 0 | 1495.3399 | 1495.4 | -0.060079
7056 | 100 | 0 | 538.52 | 0 | 0 | 0 | 0 | 0 | 0 | 0 | 0 | 1657.47 | 100 | 0 | 0 | 0 | 1495.3399 | 0 | 0 | 1495.3399 | 1495.4 | -0.060079
7057 | 100 | 0 | 544.66 | 0 | 0 | 0 | 0 | 0 | 0 | 0 | 0 | 1657.47 | 100 | 0 | 0 | 0 | 1495.3399 | 0 | 0 | 1495.3399 | 1495.4 | -0.060079
7058 | 100 | 0 | 550.8 | 0 | 0 | 0 | 0 | 0 | 0 | 0 | 0 | 1657.47 | 100 | 0 | 0 | 0 | 1495.3399 | 0 | 0 | 1495.3399 | 1495.4 | -0.060079
7059 | 100 | 0 | 556.93 | 0 | 0 | 0 | 0 | 0 | 0 | 0 | 0 | 1657.47 | 100 | 0 | 0 | 0 | 1495.3399 | 0 | 0 | 1495.3399 | 1495.4 | -0.060079
7060 | 100 | 0 | 563.07 | 0 | 0 | 0 | 0 | 0 | 0 | 0 | 0 | 1657.47 | 100 | 0 | 0 | 0 | 1495.3399 | 0 | 0 | 1495.3399 | 1495.4 | -0.060079
7061 | 100 | 0 | 569.2 | 0 | 0 | 0 | 0 | 0 | 0 | 0 | 0 | 1657.47 | 100 | 0 | 0 | 0 | 1495.3399 | 0 | 0 | 1495.3399 | 1495.4 | -0.060079
7062 | 100 | 0 | 575.34 | 0 | 0 | 0 | 0 | 0 | 0 | 0 | 0 | 1657.47 | 100 | 0 | 0 | 0 | 1495.3399 | 0 | 0 | 1495.3399 | 1495.4 | -0.060079
7063 | 100 | 0 | 581.48 | 0 | 0 | 0 | 0 | 0 | 0 | 0 | 0 | 1657.47 | 100 | 0 | 0 | 0 | 1495.3399 | 0 | 0 | 1495.3399 | 1495.4 | -0.060079
7064 | 100 | 0 | 587.61 | 0 | 0 | 0 | 0 | 0 | 0 | 0 | 0 | 1657.47 | 55.04 | 44.96 | 0 | 0 | 1495.3399 | 2125.0684 | 44.96 | 3620.4083 | 3620.38 | 0.028278
7065 | 100 | 0 | 593.75 | 0 | 0 | 0 | 0 | 0 | 0 | 0 | 0 | 1657.47 | 6.02 | 93.98 | 0 | 0 | 1495.3399 | 4442.0357 | 93.98 | 5937.3756 | 5937.34 | 0.035602
7066 | 100 | 0 | 599.89 | 0 | 0 | 0 | 0 | 0 | 0 | 0 | 0 | 1657.47 | 0 | 136.3 | 36.3 | 0 | 1495.3399 | 4726.5755 | 100 | 6221.9154 | 6221.98 | -0.064551
7067 | 100 | 0 | 606.02 | 0 | 0 | 0 | 0 | 0 | 0 | 0 | 0 | 1657.47 | 0 | 107.25 | 7.25 | 0 | 1495.3399 | 4726.5755 | 100 | 6221.9154 | 6221.98 | -0.064551
7068 | 100 | 0 | 612.16 | 0 | 0 | 0 | 0 | 0 | 0 | 0 | 0 | 1657.47 | 0 | 146.46 | 46.46 | 0 | 1495.3399 | 4726.5755 | 100 | 6221.9154 | 6221.98 | -0.064551
7069 | 100 | 0 | 618.29 | 0 | 0 | 0 | 0 | 0 | 0 | 0 | 0 | 1657.47 | 0 | 156 | 56 | 0 | 1495.3399 | 4726.5755 | 100 | 6221.9154 | 6221.98 | -0.064551
7070 | 100 | 0 | 624.43 | 0 | 0 | 0 | 0 | 0 | 0 | 0 | 0 | 1657.47 | 0 | 145.89 | 45.89 | 0 | 1495.3399 | 4726.5755 | 100 | 6221.9154 | 6221.98 | -0.064551
7071 | 100 | 0 | 630.57 | 0 | 0 | 0 | 0 | 0 | 0 | 0 | 0 | 1657.47 | 14.59 | 85.41 | 0 | 0 | 1495.3399 | 4036.9682 | 85.41 | 5532.3081 | 5532.28 | 0.028079
7072 | 100 | 0 | 636.7 | 0 | 0 | 0 | 0 | 0 | 0 | 0 | 0 | 1657.47 | 43.76 | 56.24 | 0 | 0 | 1495.3399 | 2658.2261 | 56.24 | 4153.566 | 4153.44 | 0.126
7073 | 100 | 0 | 642.84 | 0 | 0 | 0 | 0 | 0 | 0 | 0 | 0 | 1657.47 | 78.26 | 21.74 | 0 | 0 | 1495.3399 | 1027.5575 | 21.74 | 2522.8974 | 2523.15 | -0.25256
7074 | 100 | 0 | 648.98 | 0 | 0 | 0 | 0 | 0 | 0 | 0 | 0 | 1657.47 | 100 | 0 | 0 | 0 | 1495.3399 | 0 | 0 | 1495.3399 | 1495.4 | -0.060079
7075 | 100 | 0 | 655.11 | 0 | 0 | 0 | 0 | 0 | 0 | 0 | 0 | 1657.47 | 100 | 0 | 0 | 0 | 1495.3399 | 0 | 0 | 1495.3399 | 1495.4 | -0.060079
7076 | 100 | 0 | 661.25 | 0 | 0 | 0 | 0 | 0 | 0 | 0 | 0 | 1657.47 | 100 | 0 | 0 | 0 | 1495.3399 | 0 | 0 | 1495.3399 | 1495.4 | -0.060079
7077 | 100 | 0 | 667.38 | 0 | 0 | 0 | 0 | 0 | 0 | 0 | 0 | 1657.47 | 100 | 0 | 0 | 0 | 1495.3399 | 0 | 0 | 1495.3399 | 1495.4 | -0.060079
7078 | 100 | 0 | 673.52 | 0 | 0 | 0 | 0 | 0 | 0 | 0 | 0 | 1657.47 | 100 | 0 | 0 | 0 | 1495.3399 | 0 | 0 | 1495.3399 | 1495.4 | -0.060079
7079 | 100 | 0 | 679.66 | 0 | 0 | 0 | 0 | 0 | 0 | 0 | 0 | 1657.47 | 100 | 0 | 0 | 0 | 1495.3399 | 0 | 0 | 1495.3399 | 1495.4 | -0.060079
7080 | 100 | 0 | 685.79 | 0 | 0 | 0 | 0 | 0 | 0 | 0 | 0 | 1657.47 | 100 | 0 | 0 | 0 | 1495.3399 | 0 | 0 | 1495.3399 | 1495.4 | -0.060079
7081 | 100 | 0 | 691.93 | 0 | 0 | 0 | 0 | 0 | 0 | 0 | 0 | 1657.47 | 100 | 0 | 0 | 0 | 1495.3399 | 0 | 0 | 1495.3399 | 1495.4 | -0.060079
7082 | 100 | 0 | 698.07 | 0 | 0 | 0 | 0 | 0 | 0 | 0 | 0 | 1657.47 | 100 | 0 | 0 | 0 | 1495.3399 | 0 | 0 | 1495.3399 | 1495.4 | -0.060079
7083 | 100 | 0 | 704.2 | 0 | 0 | 0 | 0 | 0 | 0 | 0 | 0 | 1657.47 | 100 | 0 | 0 | 0 | 1495.3399 | 0 | 0 | 1495.3399 | 1495.4 | -0.060079
7084 | 100 | 0 | 710.34 | 0 | 0 | 0 | 0 | 0 | 0 | 0 | 0 | 1657.47 | 100 | 0 | 0 | 0 | 1495.3399 | 0 | 0 | 1495.3399 | 1495.4 | -0.060079
7085 | 100 | 0 | 716.47 | 0 | 0 | 0 | 0 | 0 | 0 | 0 | 0 | 1657.47 | 100 | 0 | 0 | 0 | 1495.3399 | 0 | 0 | 1495.3399 | 1495.4 | -0.060079
7086 | 100 | 0 | 722.61 | 0 | 0 | 0 | 0 | 0 | 0 | 0 | 0 | 1657.47 | 100 | 0 | 0 | 0 | 1495.3399 | 0 | 0 | 1495.3399 | 1495.4 | -0.060079
7087 | 100 | 0 | 728.75 | 0 | 0 | 0 | 0 | 0 | 0 | 0 | 0 | 1657.47 | 100 | 0 | 0 | 0 | 1495.3399 | 0 | 0 | 1495.3399 | 1495.4 | -0.060079
7088 | 100 | 0 | 734.88 | 0 | 0 | 0 | 0 | 0 | 0 | 0 | 0 | 1657.47 | 43.79 | 56.21 | 0 | 0 | 1495.3399 | 2656.8081 | 56.21 | 4152.148 | 4152.12 | 0.028025
7089 | 100 | 0 | 741.02 | 0 | 0 | 0 | 0 | 0 | 0 | 0 | 0 | 1657.47 | 0 | 112.94 | 12.94 | 0 | 1495.3399 | 4726.5755 | 100 | 6221.9154 | 6221.98 | -0.064551
7090 | 100 | 0 | 747.16 | 0 | 0 | 0 | 0 | 0 | 0 | 0 | 0 | 1657.47 | 0 | 156.02 | 56.02 | 0 | 1495.3399 | 4726.5755 | 100 | 6221.9154 | 6221.98 | -0.064551
7091 | 100 | 0 | 753.29 | 0 | 0 | 0 | 0 | 0 | 0 | 0 | 0 | 1657.47 | 0 | 182.87 | 82.87 | 0 | 1495.3399 | 4726.5755 | 100 | 6221.9154 | 6221.98 | -0.064551
7092 | 100 | 0 | 759.43 | 0 | 0 | 0 | 0 | 0 | 0 | 0 | 0 | 1657.47 | 0 | 195.71 | 95.71 | 0 | 1495.3399 | 4726.5755 | 100 | 6221.9154 | 6221.98 | -0.064551
7093 | 100 | 0 | 765.56 | 0 | 0 | 0 | 0 | 0 | 0 | 0 | 0 | 1657.47 | 0 | 154.43 | 54.43 | 0 | 1495.3399 | 4726.5755 | 100 | 6221.9154 | 6221.98 | -0.064551
7094 | 100 | 0 | 771.7 | 0 | 0 | 0 | 0 | 0 | 0 | 0 | 0 | 1657.47 | 0 | 174.77 | 74.77 | 0 | 1495.3399 | 4726.5755 | 100 | 6221.9154 | 6221.98 | -0.064551
7095 | 100 | 0 | 777.84 | 0 | 0 | 0 | 0 | 0 | 0 | 0 | 0 | 1657.47 | 0 | 106 | 6 | 0 | 1495.3399 | 4726.5755 | 100 | 6221.9154 | 6221.98 | -0.064551
7096 | 82.37 | 0 | 773.15 | 0 | 0 | 0 | 0 | 0 | 0 | 0 | 0 | 1657.47 | 0 | 82.37 | 0 | 0 | 1495.3399 | 3893.2803 | 82.37 | 5388.6202 | 5388.59 | 0.030183
7097 | 31.81 | 0 | 737.44 | 0 | 0 | 0 | 0 | 0 | 0 | 0 | 0 | 1657.47 | 0 | 31.81 | 0 | 0 | 1495.3399 | 1503.5237 | 31.81 | 2998.8636 | 2998.93 | -0.066404
7098 | 0 | 0 | 682.21 | 0 | 0 | 0 | 0 | 0 | 0 | 0 | 0 | 1657.47 | 0 | 0 | 0 | 0 | 1495.3399 | 0 | 0 | 1495.3399 | 1495.4 | -0.060079
7099 | 67.27 | 0 | 668.27 | 0 | 0 | 0 | 0 | 0 | 0 | 0 | 0 | 1657.47 | 67.27 | 0 | 0 | 0 | 1495.3399 | 0 | 0 | 1495.3399 | 1495.4 | -0.060079
7100 | 67.27 | 0 | 654.32 | 0 | 0 | 0 | 0 | 0 | 0 | 0 | 0 | 1657.47 | 67.27 | 0 | 0 | 0 | 1495.3399 | 0 | 0 | 1495.3399 | 1495.4 | -0.060079
7101 | 67.27 | 0 | 640.37 | 0 | 0 | 0 | 0 | 0 | 0 | 0 | 0 | 1657.47 | 67.27 | 0 | 0 | 0 | 1495.3399 | 0 | 0 | 1495.3399 | 1495.4 | -0.060079
7102 | 100 | 0 | 646.51 | 0 | 0 | 0 | 0 | 0 | 0 | 0 | 0 | 1657.47 | 100 | 0 | 0 | 0 | 1495.3399 | 0 | 0 | 1495.3399 | 1495.4 | -0.060079
7103 | 100 | 0 | 652.64 | 0 | 0 | 0 | 0 | 0 | 0 | 0 | 0 | 1657.47 | 100 | 0 | 0 | 0 | 1495.3399 | 0 | 0 | 1495.3399 | 1495.4 | -0.060079
7104 | 100 | 0 | 658.78 | 0 | 0 | 0 | 0 | 0 | 0 | 0 | 0 | 1657.47 | 100 | 0 | 0 | 0 | 1495.3399 | 0 | 0 | 1495.3399 | 1495.4 | -0.060079
7105 | 100 | 0 | 664.92 | 0 | 0 | 0 | 0 | 0 | 0 | 0 | 0 | 1657.47 | 100 | 0 | 0 | 0 | 1495.3399 | 0 | 0 | 1495.3399 | 1495.4 | -0.060079
7106 | 100 | 0 | 671.05 | 0 | 0 | 0 | 0 | 0 | 0 | 0 | 0 | 1657.47 | 100 | 0 | 0 | 0 | 1495.3399 | 0 | 0 | 1495.3399 | 1495.4 | -0.060079
7107 | 100 | 0 | 677.19 | 0 | 0 | 0 | 0 | 0 | 0 | 0 | 0 | 1657.47 | 100 | 0 | 0 | 0 | 1495.3399 | 0 | 0 | 1495.3399 | 1495.4 | -0.060079
7108 | 100 | 0 | 683.33 | 0 | 0 | 0 | 0 | 0 | 0 | 0 | 0 | 1657.47 | 100 | 0 | 0 | 0 | 1495.3399 | 0 | 0 | 1495.3399 | 1495.4 | -0.060079
7109 | 100 | 0 | 689.46 | 0 | 0 | 0 | 0 | 0 | 0 | 0 | 0 | 1657.47 | 100 | 0 | 0 | 0 | 1495.3399 | 0 | 0 | 1495.3399 | 1495.4 | -0.060079
7110 | 100 | 0 | 695.6 | 0 | 0 | 0 | 0 | 0 | 0 | 0 | 0 | 1657.47 | 100 | 0 | 0 | 0 | 1495.3399 | 0 | 0 | 1495.3399 | 1495.4 | -0.060079
7111 | 100 | 0 | 701.73 | 0 | 0 | 0 | 0 | 0 | 0 | 0 | 0 | 1657.47 | 100 | 0 | 0 | 0 | 1495.3399 | 0 | 0 | 1495.3399 | 1495.4 | -0.060079
7112 | 100 | 0 | 707.87 | 0 | 0 | 0 | 0 | 0 | 0 | 0 | 0 | 1657.47 | 81.96 | 18.04 | 0 | 0 | 1495.3399 | 852.6742 | 18.04 | 2348.0141 | 2348.25 | -0.23585
7113 | 100 | 0 | 714.01 | 0 | 0 | 0 | 0 | 0 | 0 | 0 | 0 | 1657.47 | 57.56 | 42.44 | 0 | 0 | 1495.3399 | 2005.9587 | 42.44 | 3501.2986 | 3501.46 | -0.16143
7114 | 100 | 0 | 720.14 | 0 | 0 | 0 | 0 | 0 | 0 | 0 | 0 | 1657.47 | 50.57 | 49.43 | 0 | 0 | 1495.3399 | 2336.3463 | 49.43 | 3831.6862 | 3831.84 | -0.1538
7115 | 100 | 0 | 726.28 | 0 | 0 | 0 | 0 | 0 | 0 | 0 | 0 | 1657.47 | 51.23 | 48.77 | 0 | 0 | 1495.3399 | 2305.1509 | 48.77 | 3800.4908 | 3800.65 | -0.15919
7116 | 100 | 0 | 732.42 | 0 | 0 | 0 | 0 | 0 | 0 | 0 | 0 | 1657.47 | 43.44 | 56.56 | 0 | 0 | 1495.3399 | 2673.3511 | 56.56 | 4168.691 | 4168.85 | -0.15896
7117 | 75.33 | 0 | 723.41 | 0 | 0 | 0 | 0 | 0 | 0 | 0 | 0 | 1657.47 | 0 | 75.33 | 0 | 0 | 1495.3399 | 3560.5293 | 75.33 | 5055.8693 | 5055.93 | -0.060734
7118 | 42.32 | 0 | 694.15 | 0 | 0 | 0 | 0 | 0 | 0 | 0 | 0 | 1657.47 | 0 | 42.32 | 0 | 0 | 1495.3399 | 2000.2868 | 42.32 | 3495.6267 | 3495.78 | -0.15332
7119 | 32.81 | 0 | 659.06 | 0 | 0 | 0 | 0 | 0 | 0 | 0 | 0 | 1657.47 | 0 | 32.81 | 0 | 0 | 1495.3399 | 1550.7894 | 32.81 | 3046.1294 | 3046.29 | -0.16065
7120 | 6.79 | 0 | 608 | 0 | 0 | 0 | 0 | 0 | 0 | 0 | 0 | 1657.47 | 0 | 6.79 | 0 | 0 | 1495.3399 | 320.9345 | 6.79 | 1816.2744 | 1816.4 | -0.1256
7121 | 1.47 | 0 | 553.67 | 0 | 0 | 0 | 0 | 0 | 0 | 0 | 0 | 1657.47 | 0 | 1.47 | 0 | 0 | 1495.3399 | 69.4807 | 1.47 | 1564.8206 | 1565.11 | -0.28942
7122 | 0 | 0 | 498.44 | 0 | 0 | 0 | 0 | 0 | 0 | 0 | 0 | 1657.47 | 0 | 0 | 0 | 0 | 1495.3399 | 0 | 0 | 1495.3399 | 1495.4 | -0.060079
7123 | 67.27 | 0 | 484.49 | 0 | 0 | 0 | 0 | 0 | 0 | 0 | 0 | 1657.47 | 67.27 | 0 | 0 | 0 | 1495.3399 | 0 | 0 | 1495.3399 | 1495.4 | -0.060079
7124 | 67.27 | 0 | 470.55 | 0 | 0 | 0 | 0 | 0 | 0 | 0 | 0 | 1657.47 | 67.27 | 0 | 0 | 0 | 1495.3399 | 0 | 0 | 1495.3399 | 1495.4 | -0.060079
7125 | 67.27 | 0 | 456.6 | 0 | 0 | 0 | 0 | 0 | 0 | 0 | 0 | 1657.47 | 67.27 | 0 | 0 | 0 | 1495.3399 | 0 | 0 | 1495.3399 | 1495.4 | -0.060079
7126 | 100 | 0 | 462.74 | 0 | 0 | 0 | 0 | 0 | 0 | 0 | 0 | 1657.47 | 100 | 0 | 0 | 0 | 1495.3399 | 0 | 0 | 1495.3399 | 1495.4 | -0.060079
7127 | 100 | 0 | 468.87 | 0 | 0 | 0 | 0 | 0 | 0 | 0 | 0 | 1657.47 | 100 | 0 | 0 | 0 | 1495.3399 | 0 | 0 | 1495.3399 | 1495.4 | -0.060079
7128 | 100 | 0 | 475.01 | 0 | 0 | 0 | 0 | 0 | 0 | 0 | 0 | 1657.47 | 100 | 0 | 0 | 0 | 1495.3399 | 0 | 0 | 1495.3399 | 1495.4 | -0.060079
7129 | 100 | 0 | 481.14 | 0 | 0 | 0 | 0 | 0 | 0 | 0 | 0 | 1657.47 | 100 | 0 | 0 | 0 | 1495.3399 | 0 | 0 | 1495.3399 | 1495.4 | -0.060079
7130 | 100 | 0 | 487.28 | 0 | 0 | 0 | 0 | 0 | 0 | 0 | 0 | 1657.47 | 100 | 0 | 0 | 0 | 1495.3399 | 0 | 0 | 1495.3399 | 1495.4 | -0.060079
7131 | 100 | 0 | 493.42 | 0 | 0 | 0 | 0 | 0 | 0 | 0 | 0 | 1657.47 | 100 | 0 | 0 | 0 | 1495.3399 | 0 | 0 | 1495.3399 | 1495.4 | -0.060079
7132 | 100 | 0 | 499.55 | 0 | 0 | 0 | 0 | 0 | 0 | 0 | 0 | 1657.47 | 100 | 0 | 0 | 0 | 1495.3399 | 0 | 0 | 1495.3399 | 1495.4 | -0.060079
7133 | 100 | 0 | 505.69 | 0 | 0 | 0 | 0 | 0 | 0 | 0 | 0 | 1657.47 | 100 | 0 | 0 | 0 | 1495.3399 | 0 | 0 | 1495.3399 | 1495.4 | -0.060079
7134 | 100 | 0 | 511.83 | 0 | 0 | 0 | 0 | 0 | 0 | 0 | 0 | 1657.47 | 100 | 0 | 0 | 0 | 1495.3399 | 0 | 0 | 1495.3399 | 1495.4 | -0.060079
7135 | 100 | 0 | 517.96 | 0 | 0 | 0 | 0 | 0 | 0 | 0 | 0 | 1657.47 | 100 | 0 | 0 | 0 | 1495.3399 | 0 | 0 | 1495.3399 | 1495.4 | -0.060079
7136 | 100 | 0 | 524.1 | 0 | 0 | 0 | 0 | 0 | 0 | 0 | 0 | 1657.47 | 87.26 | 12.74 | 0 | 0 | 1495.3399 | 602.1657 | 12.74 | 2097.5056 | 2097.5 | 0.0056429
7137 | 100 | 0 | 530.23 | 0 | 0 | 0 | 0 | 0 | 0 | 0 | 0 | 1657.47 | 66.63 | 33.37 | 0 | 0 | 1495.3399 | 1577.2583 | 33.37 | 3072.5982 | 3072.85 | -0.25183
7138 | 83.36 | 0 | 526.16 | 0 | 0 | 0 | 0 | 0 | 0 | 0 | 0 | 1657.47 | 67.27 | 16.09 | 0 | 0 | 1495.3399 | 760.506 | 16.09 | 2255.8459 | 2255.95 | -0.10408
7139 | 94.11 | 0 | 528.68 | 0 | 0 | 0 | 0 | 0 | 0 | 0 | 0 | 1657.47 | 67.27 | 26.83 | 0 | 0 | 1495.3399 | 1268.1402 | 26.83 | 2763.4801 | 2763.73 | -0.24987
7140 | 86.02 | 0 | 526.24 | 0 | 0 | 0 | 0 | 0 | 0 | 0 | 0 | 1657.47 | 67.27 | 18.75 | 0 | 0 | 1495.3399 | 886.2329 | 18.75 | 2381.5728 | 2381.64 | -0.067168
7141 | 36.89 | 0 | 493.65 | 0 | 0 | 0 | 0 | 0 | 0 | 0 | 0 | 1657.47 | 0 | 36.89 | 0 | 0 | 1495.3399 | 1743.6337 | 36.89 | 3238.9736 | 3239.13 | -0.15637
7142 | 38.45 | 0 | 462.02 | 0 | 0 | 0 | 0 | 0 | 0 | 0 | 0 | 1657.47 | 0 | 38.45 | 0 | 0 | 1495.3399 | 1817.3683 | 38.45 | 3312.7082 | 3312.87 | -0.16179
7143 | 47.64 | 0 | 436.02 | 0 | 0 | 0 | 0 | 0 | 0 | 0 | 0 | 1657.47 | 0 | 47.64 | 0 | 0 | 1495.3399 | 2251.7406 | 47.64 | 3747.0805 | 3746.95 | 0.1305
7144 | 12.73 | 0 | 388.6 | 0 | 0 | 0 | 0 | 0 | 0 | 0 | 0 | 1657.47 | 0 | 12.73 | 0 | 0 | 1495.3399 | 601.6931 | 12.73 | 2097.033 | 2097.29 | -0.25701
7145 | 3.52 | 0 | 335.53 | 0 | 0 | 0 | 0 | 0 | 0 | 0 | 0 | 1657.47 | 0 | 3.52 | 0 | 0 | 1495.3399 | 166.3755 | 3.52 | 1661.7154 | 1661.89 | -0.17462
7146 | 0 | 0 | 280.3 | 0 | 0 | 0 | 0 | 0 | 0 | 0 | 0 | 1657.47 | 0 | 0 | 0 | 0 | 1495.3399 | 0 | 0 | 1495.3399 | 1495.4 | -0.060079
7147 | 67.27 | 0 | 266.36 | 0 | 0 | 0 | 0 | 0 | 0 | 0 | 0 | 1657.47 | 67.27 | 0 | 0 | 0 | 1495.3399 | 0 | 0 | 1495.3399 | 1495.4 | -0.060079
7148 | 67.27 | 0 | 252.41 | 0 | 0 | 0 | 0 | 0 | 0 | 0 | 0 | 1657.47 | 67.27 | 0 | 0 | 0 | 1495.3399 | 0 | 0 | 1495.3399 | 1495.4 | -0.060079
7149 | 67.27 | 0 | 238.46 | 0 | 0 | 0 | 0 | 0 | 0 | 0 | 0 | 1657.47 | 67.27 | 0 | 0 | 0 | 1495.3399 | 0 | 0 | 1495.3399 | 1495.4 | -0.060079
7150 | 100 | 0 | 244.6 | 0 | 0 | 0 | 0 | 0 | 0 | 0 | 0 | 1657.47 | 100 | 0 | 0 | 0 | 1495.3399 | 0 | 0 | 1495.3399 | 1495.4 | -0.060079
7151 | 100 | 0 | 250.74 | 0 | 0 | 0 | 0 | 0 | 0 | 0 | 0 | 1657.47 | 100 | 0 | 0 | 0 | 1495.3399 | 0 | 0 | 1495.3399 | 1495.4 | -0.060079
7152 | 100 | 0 | 256.87 | 0 | 0 | 0 | 0 | 0 | 0 | 0 | 0 | 1657.47 | 100 | 0 | 0 | 0 | 1495.3399 | 0 | 0 | 1495.3399 | 1495.4 | -0.060079
7153 | 100 | 0 | 263.01 | 0 | 0 | 0 | 0 | 0 | 0 | 0 | 0 | 1657.47 | 100 | 0 | 0 | 0 | 1495.3399 | 0 | 0 | 1495.3399 | 1495.4 | -0.060079
7154 | 100 | 0 | 269.15 | 0 | 0 | 0 | 0 | 0 | 0 | 0 | 0 | 1657.47 | 100 | 0 | 0 | 0 | 1495.3399 | 0 | 0 | 1495.3399 | 1495.4 | -0.060079
7155 | 100 | 0 | 275.28 | 0 | 0 | 0 | 0 | 0 | 0 | 0 | 0 | 1657.47 | 100 | 0 | 0 | 0 | 1495.3399 | 0 | 0 | 1495.3399 | 1495.4 | -0.060079
7156 | 100 | 0 | 281.42 | 0 | 0 | 0 | 0 | 0 | 0 | 0 | 0 | 1657.47 | 100 | 0 | 0 | 0 | 1495.3399 | 0 | 0 | 1495.3399 | 1495.4 | -0.060079
7157 | 100 | 0 | 287.55 | 0 | 0 | 0 | 0 | 0 | 0 | 0 | 0 | 1657.47 | 100 | 0 | 0 | 0 | 1495.3399 | 0 | 0 | 1495.3399 | 1495.4 | -0.060079
7158 | 100 | 0 | 293.69 | 0 | 0 | 0 | 0 | 0 | 0 | 0 | 0 | 1657.47 | 100 | 0 | 0 | 0 | 1495.3399 | 0 | 0 | 1495.3399 | 1495.4 | -0.060079
7159 | 100 | 0 | 299.83 | 0 | 0 | 0 | 0 | 0 | 0 | 0 | 0 | 1657.47 | 100 | 0 | 0 | 0 | 1495.3399 | 0 | 0 | 1495.3399 | 1495.4 | -0.060079
7160 | 100 | 0 | 305.96 | 0 | 0 | 0 | 0 | 0 | 0 | 0 | 0 | 1657.47 | 47.38 | 52.62 | 0 | 0 | 1495.3399 | 2487.124 | 52.62 | 3982.464 | 3982.72 | -0.25604
7161 | 100 | 0 | 312.1 | 0 | 0 | 0 | 0 | 0 | 0 | 0 | 0 | 1657.47 | 0 | 107.59 | 7.59 | 0 | 1495.3399 | 4726.5755 | 100 | 6221.9154 | 6221.98 | -0.064551
7162 | 100 | 0 | 318.24 | 0 | 0 | 0 | 0 | 0 | 0 | 0 | 0 | 1657.47 | 0 | 150.17 | 50.17 | 0 | 1495.3399 | 4726.5755 | 100 | 6221.9154 | 6221.98 | -0.064551
7163 | 100 | 0 | 324.37 | 0 | 0 | 0 | 0 | 0 | 0 | 0 | 0 | 1657.47 | 0 | 175.09 | 75.09 | 0 | 1495.3399 | 4726.5755 | 100 | 6221.9154 | 6221.98 | -0.064551
7164 | 100 | 0 | 330.51 | 0 | 0 | 0 | 0 | 0 | 0 | 0 | 0 | 1657.47 | 0 | 186.05 | 86.05 | 0 | 1495.3399 | 4726.5755 | 100 | 6221.9154 | 6221.98 | -0.064551
7165 | 100 | 0 | 336.64 | 0 | 0 | 0 | 0 | 0 | 0 | 0 | 0 | 1657.47 | 0 | 182.64 | 82.64 | 0 | 1495.3399 | 4726.5755 | 100 | 6221.9154 | 6221.98 | -0.064551
7166 | 100 | 0 | 342.78 | 0 | 0 | 0 | 0 | 0 | 0 | 0 | 0 | 1657.47 | 0 | 165.3 | 65.3 | 0 | 1495.3399 | 4726.5755 | 100 | 6221.9154 | 6221.98 | -0.064551
7167 | 100 | 0 | 348.92 | 0 | 0 | 0 | 0 | 0 | 0 | 0 | 0 | 1657.47 | 0 | 135.97 | 35.97 | 0 | 1495.3399 | 4726.5755 | 100 | 6221.9154 | 6221.98 | -0.064551
7168 | 89.83 | 0 | 348.81 | 0 | 0 | 0 | 0 | 0 | 0 | 0 | 0 | 1657.47 | 0 | 89.83 | 0 | 0 | 1495.3399 | 4245.8828 | 89.83 | 5741.2227 | 5741.38 | -0.15728
7169 | 34.96 | 0 | 315.04 | 0 | 0 | 0 | 0 | 0 | 0 | 0 | 0 | 1657.47 | 0 | 34.96 | 0 | 0 | 1495.3399 | 1652.4108 | 34.96 | 3147.7507 | 3147.91 | -0.15927
7170 | 0 | 0 | 259.81 | 0 | 0 | 0 | 0 | 0 | 0 | 0 | 0 | 1657.47 | 0 | 0 | 0 | 0 | 1495.3399 | 0 | 0 | 1495.3399 | 1495.4 | -0.060079
7171 | 67.27 | 0 | 245.86 | 0 | 0 | 0 | 0 | 0 | 0 | 0 | 0 | 1657.47 | 67.27 | 0 | 0 | 0 | 1495.3399 | 0 | 0 | 1495.3399 | 1495.4 | -0.060079
7172 | 67.27 | 0 | 231.91 | 0 | 0 | 0 | 0 | 0 | 0 | 0 | 0 | 1657.47 | 67.27 | 0 | 0 | 0 | 1495.3399 | 0 | 0 | 1495.3399 | 1495.4 | -0.060079
7173 | 67.27 | 0 | 217.97 | 0 | 0 | 0 | 0 | 0 | 0 | 0 | 0 | 1657.47 | 67.27 | 0 | 0 | 0 | 1495.3399 | 0 | 0 | 1495.3399 | 1495.4 | -0.060079
7174 | 100 | 0 | 224.1 | 0 | 0 | 0 | 0 | 0 | 0 | 0 | 0 | 1657.47 | 100 | 0 | 0 | 0 | 1495.3399 | 0 | 0 | 1495.3399 | 1495.4 | -0.060079
7175 | 100 | 0 | 230.24 | 0 | 0 | 0 | 0 | 0 | 0 | 0 | 0 | 1657.47 | 100 | 0 | 0 | 0 | 1495.3399 | 0 | 0 | 1495.3399 | 1495.4 | -0.060079
7176 | 100 | 0 | 236.38 | 0 | 0 | 0 | 0 | 0 | 0 | 0 | 0 | 1657.47 | 100 | 0 | 0 | 0 | 1495.3399 | 0 | 0 | 1495.3399 | 1495.4 | -0.060079
7177 | 100 | 0 | 242.51 | 0 | 0 | 0 | 0 | 0 | 0 | 0 | 0 | 1657.47 | 100 | 0 | 0 | 0 | 1495.3399 | 0 | 0 | 1495.3399 | 1495.4 | -0.060079
7178 | 100 | 0 | 248.65 | 0 | 0 | 0 | 0 | 0 | 0 | 0 | 0 | 1657.47 | 100 | 0 | 0 | 0 | 1495.3399 | 0 | 0 | 1495.3399 | 1495.4 | -0.060079
7179 | 100 | 0 | 254.78 | 0 | 0 | 0 | 0 | 0 | 0 | 0 | 0 | 1657.47 | 100 | 0 | 0 | 0 | 1495.3399 | 0 | 0 | 1495.3399 | 1495.4 | -0.060079
7180 | 100 | 0 | 260.92 | 0 | 0 | 0 | 0 | 0 | 0 | 0 | 0 | 1657.47 | 100 | 0 | 0 | 0 | 1495.3399 | 0 | 0 | 1495.3399 | 1495.4 | -0.060079
7181 | 100 | 0 | 267.06 | 0 | 0 | 0 | 0 | 0 | 0 | 0 | 0 | 1657.47 | 100 | 0 | 0 | 0 | 1495.3399 | 0 | 0 | 1495.3399 | 1495.4 | -0.060079
7182 | 100 | 0 | 273.19 | 0 | 0 | 0 | 0 | 0 | 0 | 0 | 0 | 1657.47 | 100 | 0 | 0 | 0 | 1495.3399 | 0 | 0 | 1495.3399 | 1495.4 | -0.060079
7183 | 100 | 0 | 279.33 | 0 | 0 | 0 | 0 | 0 | 0 | 0 | 0 | 1657.47 | 100 | 0 | 0 | 0 | 1495.3399 | 0 | 0 | 1495.3399 | 1495.4 | -0.060079
7184 | 100 | 0 | 285.47 | 0 | 0 | 0 | 0 | 0 | 0 | 0 | 0 | 1657.47 | 80.11 | 19.89 | 0 | 0 | 1495.3399 | 940.1159 | 19.89 | 2435.4558 | 2435.41 | 0.045793
7185 | 100 | 0 | 291.6 | 0 | 0 | 0 | 0 | 0 | 0 | 0 | 0 | 1657.47 | 54.27 | 45.73 | 0 | 0 | 1495.3399 | 2161.463 | 45.73 | 3656.8029 | 3656.77 | 0.03291
7186 | 74.11 | 0 | 281.85 | 0 | 0 | 0 | 0 | 0 | 0 | 0 | 0 | 1657.47 | 67.27 | 6.83 | 0 | 0 | 1495.3399 | 322.8251 | 6.83 | 1818.165 | 1818.3 | -0.13497
7187 | 92.1 | 0 | 283.14 | 0 | 0 | 0 | 0 | 0 | 0 | 0 | 0 | 1657.47 | 67.27 | 24.83 | 0 | 0 | 1495.3399 | 1173.6087 | 24.83 | 2668.9486 | 2668.82 | 0.12862
7188 | 100 | 0 | 289.27 | 0 | 0 | 0 | 0 | 0 | 0 | 0 | 0 | 1657.47 | 46.12 | 53.88 | 0 | 0 | 1495.3399 | 2546.6789 | 53.88 | 4042.0188 | 4041.99 | 0.028815
7189 | 63.55 | 0 | 273.04 | 0 | 0 | 0 | 0 | 0 | 0 | 0 | 0 | 1657.47 | 0 | 63.55 | 0 | 0 | 1495.3399 | 3003.7387 | 63.55 | 4499.0787 | 4498.95 | 0.12867
7190 | 31.65 | 0 | 237.23 | 0 | 0 | 0 | 0 | 0 | 0 | 0 | 0 | 1657.47 | 0 | 31.65 | 0 | 0 | 1495.3399 | 1495.9612 | 31.65 | 2991.3011 | 2991.18 | 0.12108
7191 | 25.97 | 0 | 197.93 | 0 | 0 | 0 | 0 | 0 | 0 | 0 | 0 | 1657.47 | 0 | 25.97 | 0 | 0 | 1495.3399 | 1227.4917 | 25.97 | 2722.8316 | 2722.9 | -0.068415
7192 | 12.7 | 0 | 150.5 | 0 | 0 | 0 | 0 | 0 | 0 | 0 | 0 | 1657.47 | 0 | 12.7 | 0 | 0 | 1495.3399 | 600.2751 | 12.7 | 2095.615 | 2095.83 | -0.21499
7193 | 2.94 | 0 | 97.07 | 0 | 0 | 0 | 0 | 0 | 0 | 0 | 0 | 1657.47 | 0 | 2.94 | 0 | 0 | 1495.3399 | 138.9613 | 2.94 | 1634.3012 | 1634.26 | 0.041241
7194 | 0 | 0 | 41.84 | 0 | 0 | 0 | 0 | 0 | 0 | 0 | 0 | 1657.47 | 0 | 0 | 0 | 0 | 1495.3399 | 0 | 0 | 1495.3399 | 1495.4 | -0.060079
7195 | 67.27 | 0 | 27.89 | 0 | 0 | 0 | 0 | 0 | 0 | 0 | 0 | 1657.47 | 67.27 | 0 | 0 | 0 | 1495.3399 | 0 | 0 | 1495.3399 | 1495.4 | -0.060079
7196 | 67.27 | 0 | 13.95 | 0 | 0 | 0 | 0 | 0 | 0 | 0 | 0 | 1657.47 | 67.27 | 0 | 0 | 0 | 1495.3399 | 0 | 0 | 1495.3399 | 1495.4 | -0.060079
7197 | 67.27 | 0 | 0 | 0 | 0 | 0 | 0 | 0 | 0 | 0 | 0 | 1657.47 | 67.27 | 0 | 0 | 0 | 1495.3399 | 0 | 0 | 1495.3399 | 1495.4 | -0.060079
7198 | 100 | 0 | 6.14 | 0 | 0 | 0 | 0 | 0 | 0 | 0 | 0 | 1657.47 | 100 | 0 | 0 | 0 | 1495.3399 | 0 | 0 | 1495.3399 | 1495.4 | -0.060079
7199 | 100 | 0 | 12.27 | 0 | 0 | 0 | 0 | 0 | 0 | 0 | 0 | 1657.47 | 100 | 0 | 0 | 0 | 1495.3399 | 0 | 0 | 1495.3399 | 1495.4 | -0.060079
7200 | 100 | 0 | 18.41 | 0 | 0 | 0 | 0 | 0 | 0 | 0 | 0 | 1657.47 | 100 | 0 | 0 | 0 | 1495.3399 | 0 | 0 | 1495.3399 | 1495.4 | -0.060079
7201 | 100 | 0 | 24.54 | 0 | 0 | 0 | 0 | 0 | 0 | 0 | 0 | 1657.47 | 100 | 0 | 0 | 0 | 1495.3399 | 0 | 0 | 1495.3399 | 1495.4 | -0.060079
7202 | 100 | 0 | 30.68 | 0 | 0 | 0 | 0 | 0 | 0 | 0 | 0 | 1657.47 | 100 | 0 | 0 | 0 | 1495.3399 | 0 | 0 | 1495.3399 | 1495.4 | -0.060079
7203 | 100 | 0 | 36.82 | 0 | 0 | 0 | 0 | 0 | 0 | 0 | 0 | 1657.47 | 100 | 0 | 0 | 0 | 1495.3399 | 0 | 0 | 1495.3399 | 1495.4 | -0.060079
7204 | 100 | 0 | 42.95 | 0 | 0 | 0 | 0 | 0 | 0 | 0 | 0 | 1657.47 | 100 | 0 | 0 | 0 | 1495.3399 | 0 | 0 | 1495.3399 | 1495.4 | -0.060079
7205 | 100 | 0 | 49.09 | 0 | 0 | 0 | 0 | 0 | 0 | 0 | 0 | 1657.47 | 100 | 0 | 0 | 0 | 1495.3399 | 0 | 0 | 1495.3399 | 1495.4 | -0.060079
7206 | 100 | 0 | 55.23 | 0 | 0 | 0 | 0 | 0 | 0 | 0 | 0 | 1657.47 | 100 | 0 | 0 | 0 | 1495.3399 | 0 | 0 | 1495.3399 | 1495.4 | -0.060079
7207 | 100 | 0 | 61.36 | 0 | 0 | 0 | 0 | 0 | 0 | 0 | 0 | 1657.47 | 100 | 0 | 0 | 0 | 1495.3399 | 0 | 0 | 1495.3399 | 1495.4 | -0.060079
7208 | 100 | 0 | 67.5 | 0 | 0 | 0 | 0 | 0 | 0 | 0 | 0 | 1657.47 | 76.41 | 23.59 | 0 | 0 | 1495.3399 | 1114.9992 | 23.59 | 2610.3391 | 2610.21 | 0.12909
7209 | 100 | 0 | 73.63 | 0 | 0 | 0 | 0 | 0 | 0 | 0 | 0 | 1657.47 | 44.26 | 55.74 | 0 | 0 | 1495.3399 | 2634.5932 | 55.74 | 4129.9331 | 4129.81 | 0.12312
7210 | 100 | 0 | 79.77 | 0 | 0 | 0 | 0 | 0 | 0 | 0 | 0 | 1657.47 | 29.4 | 70.6 | 0 | 0 | 1495.3399 | 3336.9623 | 70.6 | 4832.3022 | 4832.46 | -0.15776
7211 | 100 | 0 | 85.91 | 0 | 0 | 0 | 0 | 0 | 0 | 0 | 0 | 1657.47 | 77.69 | 22.31 | 0 | 0 | 1495.3399 | 1054.499 | 22.31 | 2549.8389 | 2549.71 | 0.12892
7212 | 100 | 0 | 92.04 | 0 | 0 | 0 | 0 | 0 | 0 | 0 | 0 | 1657.47 | 72.36 | 27.64 | 0 | 0 | 1495.3399 | 1306.4255 | 27.64 | 2801.7654 | 2801.92 | -0.1546
7213 | 100 | 0 | 98.18 | 0 | 0 | 0 | 0 | 0 | 0 | 0 | 0 | 1657.47 | 75.54 | 24.46 | 0 | 0 | 1495.3399 | 1156.1204 | 24.46 | 2651.4603 | 2651.52 | -0.059705
7214 | 100 | 0 | 104.32 | 0 | 0 | 0 | 0 | 0 | 0 | 0 | 0 | 1657.47 | 67.58 | 32.42 | 0 | 0 | 1495.3399 | 1532.3558 | 32.42 | 3027.6957 | 3027.57 | 0.12571
7215 | 100 | 0 | 110.45 | 0 | 0 | 0 | 0 | 0 | 0 | 0 | 0 | 1657.47 | 81.17 | 18.83 | 0 | 0 | 1495.3399 | 890.0142 | 18.83 | 2385.3541 | 2385.59 | -0.23591
7216 | 100 | 0 | 116.59 | 0 | 0 | 0 | 0 | 0 | 0 | 0 | 0 | 1657.47 | 17.46 | 82.54 | 0 | 0 | 1495.3399 | 3901.3154 | 82.54 | 5396.6554 | 5396.91 | -0.25464
7217 | 100 | 0 | 122.72 | 0 | 0 | 0 | 0 | 0 | 0 | 0 | 0 | 1657.47 | 72.62 | 27.38 | 0 | 0 | 1495.3399 | 1294.1364 | 27.38 | 2789.4763 | 2789.45 | 0.0263
7218 | 100 | 0 | 128.86 | 0 | 0 | 0 | 0 | 0 | 0 | 0 | 0 | 1657.47 | 100 | 0 | 0 | 0 | 1495.3399 | 0 | 0 | 1495.3399 | 1495.4 | -0.060079
7219 | 100 | 0 | 135 | 0 | 0 | 0 | 0 | 0 | 0 | 0 | 0 | 1657.47 | 100 | 0 | 0 | 0 | 1495.3399 | 0 | 0 | 1495.3399 | 1495.4 | -0.060079
7220 | 100 | 0 | 141.13 | 0 | 0 | 0 | 0 | 0 | 0 | 0 | 0 | 1657.47 | 100 | 0 | 0 | 0 | 1495.3399 | 0 | 0 | 1495.3399 | 1495.4 | -0.060079
7221 | 100 | 0 | 147.27 | 0 | 0 | 0 | 0 | 0 | 0 | 0 | 0 | 1657.47 | 100 | 0 | 0 | 0 | 1495.3399 | 0 | 0 | 1495.3399 | 1495.4 | -0.060079
7222 | 100 | 0 | 153.41 | 0 | 0 | 0 | 0 | 0 | 0 | 0 | 0 | 1657.47 | 100 | 0 | 0 | 0 | 1495.3399 | 0 | 0 | 1495.3399 | 1495.4 | -0.060079
7223 | 100 | 0 | 159.54 | 0 | 0 | 0 | 0 | 0 | 0 | 0 | 0 | 1657.47 | 100 | 0 | 0 | 0 | 1495.3399 | 0 | 0 | 1495.3399 | 1495.4 | -0.060079
7224 | 100 | 0 | 165.68 | 0 | 0 | 0 | 0 | 0 | 0 | 0 | 0 | 1657.47 | 100 | 0 | 0 | 0 | 1495.3399 | 0 | 0 | 1495.3399 | 1495.4 | -0.060079
7225 | 100 | 0 | 171.81 | 0 | 0 | 0 | 0 | 0 | 0 | 0 | 0 | 1657.47 | 100 | 0 | 0 | 0 | 1495.3399 | 0 | 0 | 1495.3399 | 1495.4 | -0.060079
7226 | 100 | 0 | 177.95 | 0 | 0 | 0 | 0 | 0 | 0 | 0 | 0 | 1657.47 | 100 | 0 | 0 | 0 | 1495.3399 | 0 | 0 | 1495.3399 | 1495.4 | -0.060079
7227 | 100 | 0 | 184.09 | 0 | 0 | 0 | 0 | 0 | 0 | 0 | 0 | 1657.47 | 100 | 0 | 0 | 0 | 1495.3399 | 0 | 0 | 1495.3399 | 1495.4 | -0.060079
7228 | 100 | 0 | 190.22 | 0 | 0 | 0 | 0 | 0 | 0 | 0 | 0 | 1657.47 | 100 | 0 | 0 | 0 | 1495.3399 | 0 | 0 | 1495.3399 | 1495.4 | -0.060079
7229 | 100 | 0 | 196.36 | 0 | 0 | 0 | 0 | 0 | 0 | 0 | 0 | 1657.47 | 100 | 0 | 0 | 0 | 1495.3399 | 0 | 0 | 1495.3399 | 1495.4 | -0.060079
7230 | 100 | 0 | 202.5 | 0 | 0 | 0 | 0 | 0 | 0 | 0 | 0 | 1657.47 | 100 | 0 | 0 | 0 | 1495.3399 | 0 | 0 | 1495.3399 | 1495.4 | -0.060079
7231 | 100 | 0 | 208.63 | 0 | 0 | 0 | 0 | 0 | 0 | 0 | 0 | 1657.47 | 100 | 0 | 0 | 0 | 1495.3399 | 0 | 0 | 1495.3399 | 1495.4 | -0.060079
7232 | 100 | 0 | 214.77 | 0 | 0 | 0 | 0 | 0 | 0 | 0 | 0 | 1657.47 | 56.63 | 43.37 | 0 | 0 | 1495.3399 | 2049.9158 | 43.37 | 3545.2557 | 3545.32 | -0.064273
7233 | 100 | 0 | 220.9 | 0 | 0 | 0 | 0 | 0 | 0 | 0 | 0 | 1657.47 | 0.8 | 99.2 | 0 | 0 | 1495.3399 | 4688.7629 | 99.2 | 6184.1028 | 6184.36 | -0.25716
7234 | 100 | 0 | 227.04 | 0 | 0 | 0 | 0 | 0 | 0 | 0 | 0 | 1657.47 | 24.31 | 75.69 | 0 | 0 | 1495.3399 | 3577.545 | 75.69 | 5072.8849 | 5072.95 | -0.065062
7235 | 100 | 0 | 233.18 | 0 | 0 | 0 | 0 | 0 | 0 | 0 | 0 | 1657.47 | 30.07 | 69.93 | 0 | 0 | 1495.3399 | 3305.2943 | 69.93 | 4800.6342 | 4800.6 | 0.034188
7236 | 100 | 0 | 239.31 | 0 | 0 | 0 | 0 | 0 | 0 | 0 | 0 | 1657.47 | 49.32 | 50.68 | 0 | 0 | 1495.3399 | 2395.4285 | 50.68 | 3890.7684 | 3891.02 | -0.2516
7237 | 100 | 0 | 245.45 | 0 | 0 | 0 | 0 | 0 | 0 | 0 | 0 | 1657.47 | 0 | 185.33 | 85.33 | 0 | 1495.3399 | 4726.5755 | 100 | 6221.9154 | 6221.98 | -0.064551
7238 | 100 | 0 | 251.59 | 0 | 0 | 0 | 0 | 0 | 0 | 0 | 0 | 1657.47 | 0 | 167.06 | 67.06 | 0 | 1495.3399 | 4726.5755 | 100 | 6221.9154 | 6221.98 | -0.064551
7239 | 100 | 0 | 257.72 | 0 | 0 | 0 | 0 | 0 | 0 | 0 | 0 | 1657.47 | 0 | 135.82 | 35.82 | 0 | 1495.3399 | 4726.5755 | 100 | 6221.9154 | 6221.98 | -0.064551
7240 | 100 | 0 | 263.86 | 0 | 0 | 0 | 0 | 0 | 0 | 0 | 0 | 1657.47 | 10.16 | 89.84 | 0 | 0 | 1495.3399 | 4246.3555 | 89.84 | 5741.6954 | 5741.76 | -0.064625
7241 | 100 | 0 | 269.99 | 0 | 0 | 0 | 0 | 0 | 0 | 0 | 0 | 1657.47 | 66.79 | 33.21 | 0 | 0 | 1495.3399 | 1569.6957 | 33.21 | 3065.0357 | 3065.19 | -0.15435
7242 | 100 | 0 | 276.13 | 0 | 0 | 0 | 0 | 0 | 0 | 0 | 0 | 1657.47 | 100 | 0 | 0 | 0 | 1495.3399 | 0 | 0 | 1495.3399 | 1495.4 | -0.060079
7243 | 100 | 0 | 282.27 | 0 | 0 | 0 | 0 | 0 | 0 | 0 | 0 | 1657.47 | 100 | 0 | 0 | 0 | 1495.3399 | 0 | 0 | 1495.3399 | 1495.4 | -0.060079
7244 | 100 | 0 | 288.4 | 0 | 0 | 0 | 0 | 0 | 0 | 0 | 0 | 1657.47 | 100 | 0 | 0 | 0 | 1495.3399 | 0 | 0 | 1495.3399 | 1495.4 | -0.060079
7245 | 100 | 0 | 294.54 | 0 | 0 | 0 | 0 | 0 | 0 | 0 | 0 | 1657.47 | 100 | 0 | 0 | 0 | 1495.3399 | 0 | 0 | 1495.3399 | 1495.4 | -0.060079
7246 | 100 | 0 | 300.68 | 0 | 0 | 0 | 0 | 0 | 0 | 0 | 0 | 1657.47 | 100 | 0 | 0 | 0 | 1495.3399 | 0 | 0 | 1495.3399 | 1495.4 | -0.060079
7247 | 100 | 0 | 306.81 | 0 | 0 | 0 | 0 | 0 | 0 | 0 | 0 | 1657.47 | 100 | 0 | 0 | 0 | 1495.3399 | 0 | 0 | 1495.3399 | 1495.4 | -0.060079
7248 | 100 | 0 | 312.95 | 0 | 0 | 0 | 0 | 0 | 0 | 0 | 0 | 1657.47 | 100 | 0 | 0 | 0 | 1495.3399 | 0 | 0 | 1495.3399 | 1495.4 | -0.060079
7249 | 100 | 0 | 319.08 | 0 | 0 | 0 | 0 | 0 | 0 | 0 | 0 | 1657.47 | 100 | 0 | 0 | 0 | 1495.3399 | 0 | 0 | 1495.3399 | 1495.4 | -0.060079
7250 | 100 | 0 | 325.22 | 0 | 0 | 0 | 0 | 0 | 0 | 0 | 0 | 1657.47 | 100 | 0 | 0 | 0 | 1495.3399 | 0 | 0 | 1495.3399 | 1495.4 | -0.060079
7251 | 100 | 0 | 331.36 | 0 | 0 | 0 | 0 | 0 | 0 | 0 | 0 | 1657.47 | 100 | 0 | 0 | 0 | 1495.3399 | 0 | 0 | 1495.3399 | 1495.4 | -0.060079
7252 | 100 | 0 | 337.49 | 0 | 0 | 0 | 0 | 0 | 0 | 0 | 0 | 1657.47 | 100 | 0 | 0 | 0 | 1495.3399 | 0 | 0 | 1495.3399 | 1495.4 | -0.060079
7253 | 100 | 0 | 343.63 | 0 | 0 | 0 | 0 | 0 | 0 | 0 | 0 | 1657.47 | 100 | 0 | 0 | 0 | 1495.3399 | 0 | 0 | 1495.3399 | 1495.4 | -0.060079
7254 | 100 | 0 | 349.77 | 0 | 0 | 0 | 0 | 0 | 0 | 0 | 0 | 1657.47 | 100 | 0 | 0 | 0 | 1495.3399 | 0 | 0 | 1495.3399 | 1495.4 | -0.060079
7255 | 100 | 0 | 355.9 | 0 | 0 | 0 | 0 | 0 | 0 | 0 | 0 | 1657.47 | 100 | 0 | 0 | 0 | 1495.3399 | 0 | 0 | 1495.3399 | 1495.4 | -0.060079
7256 | 100 | 0 | 362.04 | 0 | 0 | 0 | 0 | 0 | 0 | 0 | 0 | 1657.47 | 54.64 | 45.36 | 0 | 0 | 1495.3399 | 2143.9747 | 45.36 | 3639.3146 | 3639.38 | -0.06542
7257 | 79.02 | 0 | 355.3 | 0 | 0 | 0 | 0 | 0 | 0 | 0 | 0 | 1657.47 | 67.27 | 11.74 | 0 | 0 | 1495.3399 | 554.9 | 11.74 | 2050.2399 | 2050.49 | -0.25011
7258 | 74.6 | 0 | 345.85 | 0 | 0 | 0 | 0 | 0 | 0 | 0 | 0 | 1657.47 | 67.27 | 7.33 | 0 | 0 | 1495.3399 | 346.458 | 7.33 | 1841.7979 | 1841.82 | -0.022093
7259 | 100 | 0 | 351.99 | 0 | 0 | 0 | 0 | 0 | 0 | 0 | 0 | 1657.47 | 50.55 | 49.45 | 0 | 0 | 1495.3399 | 2337.2916 | 49.45 | 3832.6315 | 3832.88 | -0.24848
7260 | 90.89 | 0 | 352.53 | 0 | 0 | 0 | 0 | 0 | 0 | 0 | 0 | 1657.47 | 67.27 | 23.62 | 0 | 0 | 1495.3399 | 1116.4171 | 23.62 | 2611.7571 | 2611.63 | 0.12706
7261 | 100 | 0 | 358.67 | 0 | 0 | 0 | 0 | 0 | 0 | 0 | 0 | 1657.47 | 0 | 133.84 | 33.84 | 0 | 1495.3399 | 4726.5755 | 100 | 6221.9154 | 6221.98 | -0.064551
7262 | 100 | 0 | 364.8 | 0 | 0 | 0 | 0 | 0 | 0 | 0 | 0 | 1657.47 | 0 | 168.74 | 68.74 | 0 | 1495.3399 | 4726.5755 | 100 | 6221.9154 | 6221.98 | -0.064551
7263 | 100 | 0 | 370.94 | 0 | 0 | 0 | 0 | 0 | 0 | 0 | 0 | 1657.47 | 0 | 136.17 | 36.17 | 0 | 1495.3399 | 4726.5755 | 100 | 6221.9154 | 6221.98 | -0.064551
7264 | 86.8 | 0 | 368.98 | 0 | 0 | 0 | 0 | 0 | 0 | 0 | 0 | 1657.47 | 0 | 86.8 | 0 | 0 | 1495.3399 | 4102.6676 | 86.8 | 5598.0075 | 5597.98 | 0.027479
7265 | 28.22 | 0 | 331.06 | 0 | 0 | 0 | 0 | 0 | 0 | 0 | 0 | 1657.47 | 0 | 28.22 | 0 | 0 | 1495.3399 | 1333.8396 | 28.22 | 2829.1795 | 2829.24 | -0.060465
7266 | 0 | 0 | 275.83 | 0 | 0 | 0 | 0 | 0 | 0 | 0 | 0 | 1657.47 | 0 | 0 | 0 | 0 | 1495.3399 | 0 | 0 | 1495.3399 | 1495.4 | -0.060079
7267 | 67.27 | 0 | 261.89 | 0 | 0 | 0 | 0 | 0 | 0 | 0 | 0 | 1657.47 | 67.27 | 0 | 0 | 0 | 1495.3399 | 0 | 0 | 1495.3399 | 1495.4 | -0.060079
7268 | 67.27 | 0 | 247.94 | 0 | 0 | 0 | 0 | 0 | 0 | 0 | 0 | 1657.47 | 67.27 | 0 | 0 | 0 | 1495.3399 | 0 | 0 | 1495.3399 | 1495.4 | -0.060079
7269 | 67.27 | 0 | 233.99 | 0 | 0 | 0 | 0 | 0 | 0 | 0 | 0 | 1657.47 | 67.27 | 0 | 0 | 0 | 1495.3399 | 0 | 0 | 1495.3399 | 1495.4 | -0.060079
7270 | 100 | 0 | 240.13 | 0 | 0 | 0 | 0 | 0 | 0 | 0 | 0 | 1657.47 | 100 | 0 | 0 | 0 | 1495.3399 | 0 | 0 | 1495.3399 | 1495.4 | -0.060079
7271 | 100 | 0 | 246.26 | 0 | 0 | 0 | 0 | 0 | 0 | 0 | 0 | 1657.47 | 100 | 0 | 0 | 0 | 1495.3399 | 0 | 0 | 1495.3399 | 1495.4 | -0.060079
7272 | 100 | 0 | 252.4 | 0 | 0 | 0 | 0 | 0 | 0 | 0 | 0 | 1657.47 | 100 | 0 | 0 | 0 | 1495.3399 | 0 | 0 | 1495.3399 | 1495.4 | -0.060079
7273 | 100 | 0 | 258.54 | 0 | 0 | 0 | 0 | 0 | 0 | 0 | 0 | 1657.47 | 100 | 0 | 0 | 0 | 1495.3399 | 0 | 0 | 1495.3399 | 1495.4 | -0.060079
7274 | 100 | 0 | 264.67 | 0 | 0 | 0 | 0 | 0 | 0 | 0 | 0 | 1657.47 | 100 | 0 | 0 | 0 | 1495.3399 | 0 | 0 | 1495.3399 | 1495.4 | -0.060079
7275 | 100 | 0 | 270.81 | 0 | 0 | 0 | 0 | 0 | 0 | 0 | 0 | 1657.47 | 100 | 0 | 0 | 0 | 1495.3399 | 0 | 0 | 1495.3399 | 1495.4 | -0.060079
7276 | 100 | 0 | 276.95 | 0 | 0 | 0 | 0 | 0 | 0 | 0 | 0 | 1657.47 | 100 | 0 | 0 | 0 | 1495.3399 | 0 | 0 | 1495.3399 | 1495.4 | -0.060079
7277 | 100 | 0 | 283.08 | 0 | 0 | 0 | 0 | 0 | 0 | 0 | 0 | 1657.47 | 100 | 0 | 0 | 0 | 1495.3399 | 0 | 0 | 1495.3399 | 1495.4 | -0.060079
7278 | 100 | 0 | 289.22 | 0 | 0 | 0 | 0 | 0 | 0 | 0 | 0 | 1657.47 | 100 | 0 | 0 | 0 | 1495.3399 | 0 | 0 | 1495.3399 | 1495.4 | -0.060079
7279 | 100 | 0 | 295.35 | 0 | 0 | 0 | 0 | 0 | 0 | 0 | 0 | 1657.47 | 100 | 0 | 0 | 0 | 1495.3399 | 0 | 0 | 1495.3399 | 1495.4 | -0.060079
7280 | 100 | 0 | 301.49 | 0 | 0 | 0 | 0 | 0 | 0 | 0 | 0 | 1657.47 | 54.51 | 45.49 | 0 | 0 | 1495.3399 | 2150.1192 | 45.49 | 3645.4591 | 3645.52 | -0.060872
7281 | 100 | 0 | 307.63 | 0 | 0 | 0 | 0 | 0 | 0 | 0 | 0 | 1657.47 | 0 | 102.79 | 2.79 | 0 | 1495.3399 | 4726.5755 | 100 | 6221.9154 | 6221.98 | -0.064551
7282 | 100 | 0 | 313.76 | 0 | 0 | 0 | 0 | 0 | 0 | 0 | 0 | 1657.47 | 0 | 111.86 | 11.86 | 0 | 1495.3399 | 4726.5755 | 100 | 6221.9154 | 6221.98 | -0.064551
7283 | 100 | 0 | 319.9 | 0 | 0 | 0 | 0 | 0 | 0 | 0 | 0 | 1657.47 | 5.05 | 94.95 | 0 | 0 | 1495.3399 | 4487.8835 | 94.95 | 5983.2234 | 5983.1 | 0.12338
7284 | 100 | 0 | 326.04 | 0 | 0 | 0 | 0 | 0 | 0 | 0 | 0 | 1657.47 | 0 | 101.53 | 1.53 | 0 | 1495.3399 | 4726.5755 | 100 | 6221.9154 | 6221.98 | -0.064551
7285 | 100 | 0 | 332.17 | 0 | 0 | 0 | 0 | 0 | 0 | 0 | 0 | 1657.47 | 0 | 108.32 | 8.32 | 0 | 1495.3399 | 4726.5755 | 100 | 6221.9154 | 6221.98 | -0.064551
7286 | 100 | 0 | 338.31 | 0 | 0 | 0 | 0 | 0 | 0 | 0 | 0 | 1657.47 | 0 | 110.15 | 10.15 | 0 | 1495.3399 | 4726.5755 | 100 | 6221.9154 | 6221.98 | -0.064551
7287 | 87.16 | 0 | 336.56 | 0 | 0 | 0 | 0 | 0 | 0 | 0 | 0 | 1657.47 | 0 | 87.16 | 0 | 0 | 1495.3399 | 4119.6832 | 87.16 | 5615.0232 | 5615.09 | -0.066849
7288 | 58.11 | 0 | 316.99 | 0 | 0 | 0 | 0 | 0 | 0 | 0 | 0 | 1657.47 | 0 | 58.11 | 0 | 0 | 1495.3399 | 2746.613 | 58.11 | 4241.953 | 4241.83 | 0.12296
7289 | 18.56 | 0 | 273.15 | 0 | 0 | 0 | 0 | 0 | 0 | 0 | 0 | 1657.47 | 0 | 18.56 | 0 | 0 | 1495.3399 | 877.2524 | 18.56 | 2372.5923 | 2372.67 | -0.077661
7290 | 0 | 0 | 217.92 | 0 | 0 | 0 | 0 | 0 | 0 | 0 | 0 | 1657.47 | 0 | 0 | 0 | 0 | 1495.3399 | 0 | 0 | 1495.3399 | 1495.4 | -0.060079
7291 | 67.27 | 0 | 203.97 | 0 | 0 | 0 | 0 | 0 | 0 | 0 | 0 | 1657.47 | 67.27 | 0 | 0 | 0 | 1495.3399 | 0 | 0 | 1495.3399 | 1495.4 | -0.060079
7292 | 67.27 | 0 | 190.03 | 0 | 0 | 0 | 0 | 0 | 0 | 0 | 0 | 1657.47 | 67.27 | 0 | 0 | 0 | 1495.3399 | 0 | 0 | 1495.3399 | 1495.4 | -0.060079
7293 | 67.27 | 0 | 176.08 | 0 | 0 | 0 | 0 | 0 | 0 | 0 | 0 | 1657.47 | 67.27 | 0 | 0 | 0 | 1495.3399 | 0 | 0 | 1495.3399 | 1495.4 | -0.060079
7294 | 100 | 0 | 182.22 | 0 | 0 | 0 | 0 | 0 | 0 | 0 | 0 | 1657.47 | 100 | 0 | 0 | 0 | 1495.3399 | 0 | 0 | 1495.3399 | 1495.4 | -0.060079
7295 | 100 | 0 | 188.35 | 0 | 0 | 0 | 0 | 0 | 0 | 0 | 0 | 1657.47 | 100 | 0 | 0 | 0 | 1495.3399 | 0 | 0 | 1495.3399 | 1495.4 | -0.060079
7296 | 100 | 0 | 194.49 | 0 | 0 | 0 | 0 | 0 | 0 | 0 | 0 | 1657.47 | 100 | 0 | 0 | 0 | 1495.3399 | 0 | 0 | 1495.3399 | 1495.4 | -0.060079
7297 | 83.17 | 0 | 190.3 | 0 | 0 | 0 | 0 | 0 | 0 | 0 | 0 | 1657.47 | 83.17 | 0 | 0 | 0 | 1495.3399 | 0 | 0 | 1495.3399 | 1495.4 | -0.060079
7298 | 83.17 | 0 | 186.11 | 0 | 0 | 0 | 0 | 0 | 0 | 0 | 0 | 1657.47 | 83.17 | 0 | 0 | 0 | 1495.3399 | 0 | 0 | 1495.3399 | 1495.4 | -0.060079
7299 | 83.17 | 0 | 181.92 | 0 | 0 | 0 | 0 | 0 | 0 | 0 | 0 | 1657.47 | 83.17 | 0 | 0 | 0 | 1495.3399 | 0 | 0 | 1495.3399 | 1495.4 | -0.060079
7300 | 83.17 | 0 | 177.72 | 0 | 0 | 0 | 0 | 0 | 0 | 0 | 0 | 1657.47 | 83.17 | 0 | 0 | 0 | 1495.3399 | 0 | 0 | 1495.3399 | 1495.4 | -0.060079
7301 | 83.17 | 0 | 173.53 | 0 | 0 | 0 | 0 | 0 | 0 | 0 | 0 | 1657.47 | 83.17 | 0 | 0 | 0 | 1495.3399 | 0 | 0 | 1495.3399 | 1495.4 | -0.060079
7302 | 83.17 | 0 | 169.34 | 0 | 0 | 0 | 0 | 0 | 0 | 0 | 0 | 1657.47 | 83.17 | 0 | 0 | 0 | 1495.3399 | 0 | 0 | 1495.3399 | 1495.4 | -0.060079
7303 | 83.17 | 0 | 165.15 | 0 | 0 | 0 | 0 | 0 | 0 | 0 | 0 | 1657.47 | 83.17 | 0 | 0 | 0 | 1495.3399 | 0 | 0 | 1495.3399 | 1495.4 | -0.060079
7304 | 100 | 0 | 171.29 | 0 | 0 | 0 | 0 | 0 | 0 | 0 | 0 | 1657.47 | 51.98 | 48.02 | 0 | 0 | 1495.3399 | 2269.7016 | 48.02 | 3765.0415 | 3765.1 | -0.058511
7305 | 100 | 0 | 177.42 | 0 | 0 | 0 | 0 | 0 | 0 | 0 | 0 | 1657.47 | 0 | 105.01 | 5.01 | 0 | 1495.3399 | 4726.5755 | 100 | 6221.9154 | 6221.98 | -0.064551
7306 | 100 | 0 | 183.56 | 0 | 0 | 0 | 0 | 0 | 0 | 0 | 0 | 1657.47 | 0 | 146.69 | 46.69 | 0 | 1495.3399 | 4726.5755 | 100 | 6221.9154 | 6221.98 | -0.064551
7307 | 100 | 0 | 189.69 | 0 | 0 | 0 | 0 | 0 | 0 | 0 | 0 | 1657.47 | 0 | 171.14 | 71.14 | 0 | 1495.3399 | 4726.5755 | 100 | 6221.9154 | 6221.98 | -0.064551
7308 | 100 | 0 | 195.83 | 0 | 0 | 0 | 0 | 0 | 0 | 0 | 0 | 1657.47 | 0 | 181.01 | 81.01 | 0 | 1495.3399 | 4726.5755 | 100 | 6221.9154 | 6221.98 | -0.064551
7309 | 100 | 0 | 201.97 | 0 | 0 | 0 | 0 | 0 | 0 | 0 | 0 | 1657.47 | 0 | 124.7 | 24.7 | 0 | 1495.3399 | 4726.5755 | 100 | 6221.9154 | 6221.98 | -0.064551
7310 | 100 | 0 | 208.1 | 0 | 0 | 0 | 0 | 0 | 0 | 0 | 0 | 1657.47 | 0 | 163.15 | 63.15 | 0 | 1495.3399 | 4726.5755 | 100 | 6221.9154 | 6221.98 | -0.064551
7311 | 100 | 0 | 214.24 | 0 | 0 | 0 | 0 | 0 | 0 | 0 | 0 | 1657.47 | 0 | 133.65 | 33.65 | 0 | 1495.3399 | 4726.5755 | 100 | 6221.9154 | 6221.98 | -0.064551
7312 | 100 | 0 | 220.38 | 0 | 0 | 0 | 0 | 0 | 0 | 0 | 0 | 1657.47 | 12.23 | 87.77 | 0 | 0 | 1495.3399 | 4148.5153 | 87.77 | 5643.8553 | 5644.01 | -0.15474
7313 | 100 | 0 | 226.51 | 0 | 0 | 0 | 0 | 0 | 0 | 0 | 0 | 1657.47 | 69.21 | 30.79 | 0 | 0 | 1495.3399 | 1455.3126 | 30.79 | 2950.6525 | 2950.81 | -0.15747
7314 | 83.17 | 0 | 222.32 | 0 | 0 | 0 | 0 | 0 | 0 | 0 | 0 | 1657.47 | 83.17 | 0 | 0 | 0 | 1495.3399 | 0 | 0 | 1495.3399 | 1495.4 | -0.060079
7315 | 83.17 | 0 | 218.13 | 0 | 0 | 0 | 0 | 0 | 0 | 0 | 0 | 1657.47 | 83.17 | 0 | 0 | 0 | 1495.3399 | 0 | 0 | 1495.3399 | 1495.4 | -0.060079
7316 | 83.17 | 0 | 213.94 | 0 | 0 | 0 | 0 | 0 | 0 | 0 | 0 | 1657.47 | 83.17 | 0 | 0 | 0 | 1495.3399 | 0 | 0 | 1495.3399 | 1495.4 | -0.060079
7317 | 83.17 | 0 | 209.75 | 0 | 0 | 0 | 0 | 0 | 0 | 0 | 0 | 1657.47 | 83.17 | 0 | 0 | 0 | 1495.3399 | 0 | 0 | 1495.3399 | 1495.4 | -0.060079
7318 | 83.17 | 0 | 205.56 | 0 | 0 | 0 | 0 | 0 | 0 | 0 | 0 | 1657.47 | 83.17 | 0 | 0 | 0 | 1495.3399 | 0 | 0 | 1495.3399 | 1495.4 | -0.060079
7319 | 83.17 | 0 | 201.36 | 0 | 0 | 0 | 0 | 0 | 0 | 0 | 0 | 1657.47 | 83.17 | 0 | 0 | 0 | 1495.3399 | 0 | 0 | 1495.3399 | 1495.4 | -0.060079
7320 | 83.17 | 0 | 197.17 | 0 | 0 | 0 | 0 | 0 | 0 | 0 | 0 | 1657.47 | 83.17 | 0 | 0 | 0 | 1495.3399 | 0 | 0 | 1495.3399 | 1495.4 | -0.060079
7321 | 83.17 | 0 | 192.98 | 0 | 0 | 0 | 0 | 0 | 0 | 0 | 0 | 1657.47 | 83.17 | 0 | 0 | 0 | 1495.3399 | 0 | 0 | 1495.3399 | 1495.4 | -0.060079
7322 | 83.17 | 0 | 188.79 | 0 | 0 | 0 | 0 | 0 | 0 | 0 | 0 | 1657.47 | 83.17 | 0 | 0 | 0 | 1495.3399 | 0 | 0 | 1495.3399 | 1495.4 | -0.060079
7323 | 83.17 | 0 | 184.6 | 0 | 0 | 0 | 0 | 0 | 0 | 0 | 0 | 1657.47 | 83.17 | 0 | 0 | 0 | 1495.3399 | 0 | 0 | 1495.3399 | 1495.4 | -0.060079
7324 | 83.17 | 0 | 180.41 | 0 | 0 | 0 | 0 | 0 | 0 | 0 | 0 | 1657.47 | 83.17 | 0 | 0 | 0 | 1495.3399 | 0 | 0 | 1495.3399 | 1495.4 | -0.060079
7325 | 83.17 | 0 | 176.22 | 0 | 0 | 0 | 0 | 0 | 0 | 0 | 0 | 1657.47 | 83.17 | 0 | 0 | 0 | 1495.3399 | 0 | 0 | 1495.3399 | 1495.4 | -0.060079
7326 | 83.17 | 0 | 172.02 | 0 | 0 | 0 | 0 | 0 | 0 | 0 | 0 | 1657.47 | 83.17 | 0 | 0 | 0 | 1495.3399 | 0 | 0 | 1495.3399 | 1495.4 | -0.060079
7327 | 83.17 | 0 | 167.83 | 0 | 0 | 0 | 0 | 0 | 0 | 0 | 0 | 1657.47 | 83.17 | 0 | 0 | 0 | 1495.3399 | 0 | 0 | 1495.3399 | 1495.4 | -0.060079
7328 | 100 | 0 | 173.97 | 0 | 0 | 0 | 0 | 0 | 0 | 0 | 0 | 1657.47 | 51.55 | 48.45 | 0 | 0 | 1495.3399 | 2290.0258 | 48.45 | 3785.3658 | 3785.43 | -0.064236
7329 | 100 | 0 | 180.11 | 0 | 0 | 0 | 0 | 0 | 0 | 0 | 0 | 1657.47 | 0 | 107.72 | 7.72 | 0 | 1495.3399 | 4726.5755 | 100 | 6221.9154 | 6221.98 | -0.064551
7330 | 100 | 0 | 186.24 | 0 | 0 | 0 | 0 | 0 | 0 | 0 | 0 | 1657.47 | 0 | 151.88 | 51.88 | 0 | 1495.3399 | 4726.5755 | 100 | 6221.9154 | 6221.98 | -0.064551
7331 | 100 | 0 | 192.38 | 0 | 0 | 0 | 0 | 0 | 0 | 0 | 0 | 1657.47 | 0 | 178.63 | 78.63 | 0 | 1495.3399 | 4726.5755 | 100 | 6221.9154 | 6221.98 | -0.064551
7332 | 100 | 0 | 198.51 | 0 | 0 | 0 | 0 | 0 | 0 | 0 | 0 | 1657.47 | 0 | 189.35 | 89.35 | 0 | 1495.3399 | 4726.5755 | 100 | 6221.9154 | 6221.98 | -0.064551
7333 | 100 | 0 | 204.65 | 0 | 0 | 0 | 0 | 0 | 0 | 0 | 0 | 1657.47 | 0 | 185.55 | 85.55 | 0 | 1495.3399 | 4726.5755 | 100 | 6221.9154 | 6221.98 | -0.064551
7334 | 100 | 0 | 210.79 | 0 | 0 | 0 | 0 | 0 | 0 | 0 | 0 | 1657.47 | 0 | 166.89 | 66.89 | 0 | 1495.3399 | 4726.5755 | 100 | 6221.9154 | 6221.98 | -0.064551
7335 | 100 | 0 | 216.92 | 0 | 0 | 0 | 0 | 0 | 0 | 0 | 0 | 1657.47 | 0 | 135.49 | 35.49 | 0 | 1495.3399 | 4726.5755 | 100 | 6221.9154 | 6221.98 | -0.064551
7336 | 100 | 0 | 223.06 | 0 | 0 | 0 | 0 | 0 | 0 | 0 | 0 | 1657.47 | 11.87 | 88.13 | 0 | 0 | 1495.3399 | 4165.531 | 88.13 | 5660.8709 | 5660.84 | 0.030934
7337 | 100 | 0 | 229.2 | 0 | 0 | 0 | 0 | 0 | 0 | 0 | 0 | 1657.47 | 68.65 | 31.35 | 0 | 0 | 1495.3399 | 1481.7814 | 31.35 | 2977.1213 | 2977.37 | -0.24865
7338 | 83.17 | 0 | 225 | 0 | 0 | 0 | 0 | 0 | 0 | 0 | 0 | 1657.47 | 83.17 | 0 | 0 | 0 | 1495.3399 | 0 | 0 | 1495.3399 | 1495.4 | -0.060079
7339 | 83.17 | 0 | 220.81 | 0 | 0 | 0 | 0 | 0 | 0 | 0 | 0 | 1657.47 | 83.17 | 0 | 0 | 0 | 1495.3399 | 0 | 0 | 1495.3399 | 1495.4 | -0.060079
7340 | 83.17 | 0 | 216.62 | 0 | 0 | 0 | 0 | 0 | 0 | 0 | 0 | 1657.47 | 83.17 | 0 | 0 | 0 | 1495.3399 | 0 | 0 | 1495.3399 | 1495.4 | -0.060079
7341 | 83.17 | 0 | 212.43 | 0 | 0 | 0 | 0 | 0 | 0 | 0 | 0 | 1657.47 | 83.17 | 0 | 0 | 0 | 1495.3399 | 0 | 0 | 1495.3399 | 1495.4 | -0.060079
7342 | 83.17 | 0 | 208.24 | 0 | 0 | 0 | 0 | 0 | 0 | 0 | 0 | 1657.47 | 83.17 | 0 | 0 | 0 | 1495.3399 | 0 | 0 | 1495.3399 | 1495.4 | -0.060079
7343 | 83.17 | 0 | 204.05 | 0 | 0 | 0 | 0 | 0 | 0 | 0 | 0 | 1657.47 | 83.17 | 0 | 0 | 0 | 1495.3399 | 0 | 0 | 1495.3399 | 1495.4 | -0.060079
7344 | 83.17 | 0 | 199.86 | 0 | 0 | 0 | 0 | 0 | 0 | 0 | 0 | 1657.47 | 83.17 | 0 | 0 | 0 | 1495.3399 | 0 | 0 | 1495.3399 | 1495.4 | -0.060079
7345 | 83.17 | 0 | 195.66 | 0 | 0 | 0 | 0 | 0 | 0 | 0 | 0 | 1657.47 | 83.17 | 0 | 0 | 0 | 1495.3399 | 0 | 0 | 1495.3399 | 1495.4 | -0.060079
7346 | 83.17 | 0 | 191.47 | 0 | 0 | 0 | 0 | 0 | 0 | 0 | 0 | 1657.47 | 83.17 | 0 | 0 | 0 | 1495.3399 | 0 | 0 | 1495.3399 | 1495.4 | -0.060079
7347 | 83.17 | 0 | 187.28 | 0 | 0 | 0 | 0 | 0 | 0 | 0 | 0 | 1657.47 | 83.17 | 0 | 0 | 0 | 1495.3399 | 0 | 0 | 1495.3399 | 1495.4 | -0.060079
7348 | 83.17 | 0 | 183.09 | 0 | 0 | 0 | 0 | 0 | 0 | 0 | 0 | 1657.47 | 83.17 | 0 | 0 | 0 | 1495.3399 | 0 | 0 | 1495.3399 | 1495.4 | -0.060079
7349 | 83.17 | 0 | 178.9 | 0 | 0 | 0 | 0 | 0 | 0 | 0 | 0 | 1657.47 | 83.17 | 0 | 0 | 0 | 1495.3399 | 0 | 0 | 1495.3399 | 1495.4 | -0.060079
7350 | 83.17 | 0 | 174.71 | 0 | 0 | 0 | 0 | 0 | 0 | 0 | 0 | 1657.47 | 83.17 | 0 | 0 | 0 | 1495.3399 | 0 | 0 | 1495.3399 | 1495.4 | -0.060079
7351 | 83.17 | 0 | 170.52 | 0 | 0 | 0 | 0 | 0 | 0 | 0 | 0 | 1657.47 | 83.17 | 0 | 0 | 0 | 1495.3399 | 0 | 0 | 1495.3399 | 1495.4 | -0.060079
7352 | 100 | 0 | 176.65 | 0 | 0 | 0 | 0 | 0 | 0 | 0 | 0 | 1657.47 | 50.51 | 49.49 | 0 | 0 | 1495.3399 | 2339.1822 | 49.49 | 3834.5221 | 3834.59 | -0.06785
7353 | 100 | 0 | 182.79 | 0 | 0 | 0 | 0 | 0 | 0 | 0 | 0 | 1657.47 | 0 | 106.83 | 6.83 | 0 | 1495.3399 | 4726.5755 | 100 | 6221.9154 | 6221.98 | -0.064551
7354 | 100 | 0 | 188.93 | 0 | 0 | 0 | 0 | 0 | 0 | 0 | 0 | 1657.47 | 0 | 148.48 | 48.48 | 0 | 1495.3399 | 4726.5755 | 100 | 6221.9154 | 6221.98 | -0.064551
7355 | 100 | 0 | 195.06 | 0 | 0 | 0 | 0 | 0 | 0 | 0 | 0 | 1657.47 | 0 | 172.39 | 72.39 | 0 | 1495.3399 | 4726.5755 | 100 | 6221.9154 | 6221.98 | -0.064551
7356 | 100 | 0 | 201.2 | 0 | 0 | 0 | 0 | 0 | 0 | 0 | 0 | 1657.47 | 0 | 184.14 | 84.14 | 0 | 1495.3399 | 4726.5755 | 100 | 6221.9154 | 6221.98 | -0.064551
7357 | 100 | 0 | 207.33 | 0 | 0 | 0 | 0 | 0 | 0 | 0 | 0 | 1657.47 | 0 | 151.83 | 51.83 | 0 | 1495.3399 | 4726.5755 | 100 | 6221.9154 | 6221.98 | -0.064551
7358 | 100 | 0 | 213.47 | 0 | 0 | 0 | 0 | 0 | 0 | 0 | 0 | 1657.47 | 0 | 166.38 | 66.38 | 0 | 1495.3399 | 4726.5755 | 100 | 6221.9154 | 6221.98 | -0.064551
7359 | 100 | 0 | 219.61 | 0 | 0 | 0 | 0 | 0 | 0 | 0 | 0 | 1657.47 | 0 | 133.63 | 33.63 | 0 | 1495.3399 | 4726.5755 | 100 | 6221.9154 | 6221.98 | -0.064551
7360 | 100 | 0 | 225.74 | 0 | 0 | 0 | 0 | 0 | 0 | 0 | 0 | 1657.47 | 13.94 | 86.06 | 0 | 0 | 1495.3399 | 4067.6909 | 86.06 | 5563.0308 | 5563.19 | -0.15918
7361 | 100 | 0 | 231.88 | 0 | 0 | 0 | 0 | 0 | 0 | 0 | 0 | 1657.47 | 70.78 | 29.22 | 0 | 0 | 1495.3399 | 1381.1054 | 29.22 | 2876.4453 | 2876.32 | 0.12529
7362 | 83.17 | 0 | 227.69 | 0 | 0 | 0 | 0 | 0 | 0 | 0 | 0 | 1657.47 | 83.17 | 0 | 0 | 0 | 1495.3399 | 0 | 0 | 1495.3399 | 1495.4 | -0.060079
7363 | 83.17 | 0 | 223.5 | 0 | 0 | 0 | 0 | 0 | 0 | 0 | 0 | 1657.47 | 83.17 | 0 | 0 | 0 | 1495.3399 | 0 | 0 | 1495.3399 | 1495.4 | -0.060079
7364 | 83.17 | 0 | 219.31 | 0 | 0 | 0 | 0 | 0 | 0 | 0 | 0 | 1657.47 | 83.17 | 0 | 0 | 0 | 1495.3399 | 0 | 0 | 1495.3399 | 1495.4 | -0.060079
7365 | 83.17 | 0 | 215.11 | 0 | 0 | 0 | 0 | 0 | 0 | 0 | 0 | 1657.47 | 83.17 | 0 | 0 | 0 | 1495.3399 | 0 | 0 | 1495.3399 | 1495.4 | -0.060079
7366 | 83.17 | 0 | 210.92 | 0 | 0 | 0 | 0 | 0 | 0 | 0 | 0 | 1657.47 | 83.17 | 0 | 0 | 0 | 1495.3399 | 0 | 0 | 1495.3399 | 1495.4 | -0.060079
7367 | 83.17 | 0 | 206.73 | 0 | 0 | 0 | 0 | 0 | 0 | 0 | 0 | 1657.47 | 83.17 | 0 | 0 | 0 | 1495.3399 | 0 | 0 | 1495.3399 | 1495.4 | -0.060079
7368 | 83.17 | 0 | 202.54 | 0 | 0 | 0 | 0 | 0 | 0 | 0 | 0 | 1657.47 | 83.17 | 0 | 0 | 0 | 1495.3399 | 0 | 0 | 1495.3399 | 1495.4 | -0.060079
7369 | 83.17 | 0 | 198.35 | 0 | 0 | 0 | 0 | 0 | 0 | 0 | 0 | 1657.47 | 83.17 | 0 | 0 | 0 | 1495.3399 | 0 | 0 | 1495.3399 | 1495.4 | -0.060079
7370 | 83.17 | 0 | 194.16 | 0 | 0 | 0 | 0 | 0 | 0 | 0 | 0 | 1657.47 | 83.17 | 0 | 0 | 0 | 1495.3399 | 0 | 0 | 1495.3399 | 1495.4 | -0.060079
7371 | 83.17 | 0 | 189.97 | 0 | 0 | 0 | 0 | 0 | 0 | 0 | 0 | 1657.47 | 83.17 | 0 | 0 | 0 | 1495.3399 | 0 | 0 | 1495.3399 | 1495.4 | -0.060079
7372 | 83.17 | 0 | 185.77 | 0 | 0 | 0 | 0 | 0 | 0 | 0 | 0 | 1657.47 | 83.17 | 0 | 0 | 0 | 1495.3399 | 0 | 0 | 1495.3399 | 1495.4 | -0.060079
7373 | 83.17 | 0 | 181.58 | 0 | 0 | 0 | 0 | 0 | 0 | 0 | 0 | 1657.47 | 83.17 | 0 | 0 | 0 | 1495.3399 | 0 | 0 | 1495.3399 | 1495.4 | -0.060079
7374 | 83.17 | 0 | 177.39 | 0 | 0 | 0 | 0 | 0 | 0 | 0 | 0 | 1657.47 | 83.17 | 0 | 0 | 0 | 1495.3399 | 0 | 0 | 1495.3399 | 1495.4 | -0.060079
7375 | 83.17 | 0 | 173.2 | 0 | 0 | 0 | 0 | 0 | 0 | 0 | 0 | 1657.47 | 83.17 | 0 | 0 | 0 | 1495.3399 | 0 | 0 | 1495.3399 | 1495.4 | -0.060079
7376 | 100 | 0 | 179.34 | 0 | 0 | 0 | 0 | 0 | 0 | 0 | 0 | 1657.47 | 52.76 | 47.24 | 0 | 0 | 1495.3399 | 2232.8343 | 47.24 | 3728.1742 | 3728.43 | -0.2558
7377 | 100 | 0 | 185.47 | 0 | 0 | 0 | 0 | 0 | 0 | 0 | 0 | 1657.47 | 0 | 104.25 | 4.25 | 0 | 1495.3399 | 4726.5755 | 100 | 6221.9154 | 6221.98 | -0.064551
7378 | 100 | 0 | 191.61 | 0 | 0 | 0 | 0 | 0 | 0 | 0 | 0 | 1657.47 | 0 | 147.89 | 47.89 | 0 | 1495.3399 | 4726.5755 | 100 | 6221.9154 | 6221.98 | -0.064551
7379 | 100 | 0 | 197.75 | 0 | 0 | 0 | 0 | 0 | 0 | 0 | 0 | 1657.47 | 0 | 175.77 | 75.77 | 0 | 1495.3399 | 4726.5755 | 100 | 6221.9154 | 6221.98 | -0.064551
7380 | 100 | 0 | 203.88 | 0 | 0 | 0 | 0 | 0 | 0 | 0 | 0 | 1657.47 | 0 | 186.21 | 86.21 | 0 | 1495.3399 | 4726.5755 | 100 | 6221.9154 | 6221.98 | -0.064551
7381 | 100 | 0 | 210.02 | 0 | 0 | 0 | 0 | 0 | 0 | 0 | 0 | 1657.47 | 0 | 182.49 | 82.49 | 0 | 1495.3399 | 4726.5755 | 100 | 6221.9154 | 6221.98 | -0.064551
7382 | 100 | 0 | 216.15 | 0 | 0 | 0 | 0 | 0 | 0 | 0 | 0 | 1657.47 | 0 | 164.24 | 64.24 | 0 | 1495.3399 | 4726.5755 | 100 | 6221.9154 | 6221.98 | -0.064551
7383 | 100 | 0 | 222.29 | 0 | 0 | 0 | 0 | 0 | 0 | 0 | 0 | 1657.47 | 0 | 131.39 | 31.39 | 0 | 1495.3399 | 4726.5755 | 100 | 6221.9154 | 6221.98 | -0.064551
7384 | 100 | 0 | 228.43 | 0 | 0 | 0 | 0 | 0 | 0 | 0 | 0 | 1657.47 | 15.56 | 84.44 | 0 | 0 | 1495.3399 | 3991.1204 | 84.44 | 5486.4603 | 5486.43 | 0.030297
7385 | 100 | 0 | 234.56 | 0 | 0 | 0 | 0 | 0 | 0 | 0 | 0 | 1657.47 | 71.42 | 28.58 | 0 | 0 | 1495.3399 | 1350.8553 | 28.58 | 2846.1952 | 2846.35 | -0.15479
7386 | 83.17 | 0 | 230.37 | 0 | 0 | 0 | 0 | 0 | 0 | 0 | 0 | 1657.47 | 83.17 | 0 | 0 | 0 | 1495.3399 | 0 | 0 | 1495.3399 | 1495.4 | -0.060079
7387 | 83.17 | 0 | 226.18 | 0 | 0 | 0 | 0 | 0 | 0 | 0 | 0 | 1657.47 | 83.17 | 0 | 0 | 0 | 1495.3399 | 0 | 0 | 1495.3399 | 1495.4 | -0.060079
7388 | 83.17 | 0 | 221.99 | 0 | 0 | 0 | 0 | 0 | 0 | 0 | 0 | 1657.47 | 83.17 | 0 | 0 | 0 | 1495.3399 | 0 | 0 | 1495.3399 | 1495.4 | -0.060079
7389 | 83.17 | 0 | 217.8 | 0 | 0 | 0 | 0 | 0 | 0 | 0 | 0 | 1657.47 | 83.17 | 0 | 0 | 0 | 1495.3399 | 0 | 0 | 1495.3399 | 1495.4 | -0.060079
7390 | 83.17 | 0 | 213.61 | 0 | 0 | 0 | 0 | 0 | 0 | 0 | 0 | 1657.47 | 83.17 | 0 | 0 | 0 | 1495.3399 | 0 | 0 | 1495.3399 | 1495.4 | -0.060079
7391 | 83.17 | 0 | 209.41 | 0 | 0 | 0 | 0 | 0 | 0 | 0 | 0 | 1657.47 | 83.17 | 0 | 0 | 0 | 1495.3399 | 0 | 0 | 1495.3399 | 1495.4 | -0.060079
7392 | 83.17 | 0 | 205.22 | 0 | 0 | 0 | 0 | 0 | 0 | 0 | 0 | 1657.47 | 83.17 | 0 | 0 | 0 | 1495.3399 | 0 | 0 | 1495.3399 | 1495.4 | -0.060079
7393 | 83.17 | 0 | 201.03 | 0 | 0 | 0 | 0 | 0 | 0 | 0 | 0 | 1657.47 | 83.17 | 0 | 0 | 0 | 1495.3399 | 0 | 0 | 1495.3399 | 1495.4 | -0.060079
7394 | 83.17 | 0 | 196.84 | 0 | 0 | 0 | 0 | 0 | 0 | 0 | 0 | 1657.47 | 83.17 | 0 | 0 | 0 | 1495.3399 | 0 | 0 | 1495.3399 | 1495.4 | -0.060079
7395 | 83.17 | 0 | 192.65 | 0 | 0 | 0 | 0 | 0 | 0 | 0 | 0 | 1657.47 | 83.17 | 0 | 0 | 0 | 1495.3399 | 0 | 0 | 1495.3399 | 1495.4 | -0.060079
7396 | 83.17 | 0 | 188.46 | 0 | 0 | 0 | 0 | 0 | 0 | 0 | 0 | 1657.47 | 83.17 | 0 | 0 | 0 | 1495.3399 | 0 | 0 | 1495.3399 | 1495.4 | -0.060079
7397 | 83.17 | 0 | 184.27 | 0 | 0 | 0 | 0 | 0 | 0 | 0 | 0 | 1657.47 | 83.17 | 0 | 0 | 0 | 1495.3399 | 0 | 0 | 1495.3399 | 1495.4 | -0.060079
7398 | 83.17 | 0 | 180.08 | 0 | 0 | 0 | 0 | 0 | 0 | 0 | 0 | 1657.47 | 83.17 | 0 | 0 | 0 | 1495.3399 | 0 | 0 | 1495.3399 | 1495.4 | -0.060079
7399 | 83.17 | 0 | 175.88 | 0 | 0 | 0 | 0 | 0 | 0 | 0 | 0 | 1657.47 | 83.17 | 0 | 0 | 0 | 1495.3399 | 0 | 0 | 1495.3399 | 1495.4 | -0.060079
7400 | 100 | 0 | 182.02 | 0 | 0 | 0 | 0 | 0 | 0 | 0 | 0 | 1657.47 | 54.24 | 45.76 | 0 | 0 | 1495.3399 | 2162.881 | 45.76 | 3658.2209 | 3658.47 | -0.24912
7401 | 100 | 0 | 188.16 | 0 | 0 | 0 | 0 | 0 | 0 | 0 | 0 | 1657.47 | 0 | 101.98 | 1.98 | 0 | 1495.3399 | 4726.5755 | 100 | 6221.9154 | 6221.98 | -0.064551
7402 | 100 | 0 | 194.29 | 0 | 0 | 0 | 0 | 0 | 0 | 0 | 0 | 1657.47 | 0 | 102.4 | 2.4 | 0 | 1495.3399 | 4726.5755 | 100 | 6221.9154 | 6221.98 | -0.064551
7403 | 100 | 0 | 200.43 | 0 | 0 | 0 | 0 | 0 | 0 | 0 | 0 | 1657.47 | 0 | 142.62 | 42.62 | 0 | 1495.3399 | 4726.5755 | 100 | 6221.9154 | 6221.98 | -0.064551
7404 | 100 | 0 | 206.56 | 0 | 0 | 0 | 0 | 0 | 0 | 0 | 0 | 1657.47 | 0 | 149.05 | 49.05 | 0 | 1495.3399 | 4726.5755 | 100 | 6221.9154 | 6221.98 | -0.064551
7405 | 100 | 0 | 212.7 | 0 | 0 | 0 | 0 | 0 | 0 | 0 | 0 | 1657.47 | 0 | 147.51 | 47.51 | 0 | 1495.3399 | 4726.5755 | 100 | 6221.9154 | 6221.98 | -0.064551
7406 | 100 | 0 | 218.84 | 0 | 0 | 0 | 0 | 0 | 0 | 0 | 0 | 1657.47 | 0 | 156.7 | 56.7 | 0 | 1495.3399 | 4726.5755 | 100 | 6221.9154 | 6221.98 | -0.064551
7407 | 100 | 0 | 224.97 | 0 | 0 | 0 | 0 | 0 | 0 | 0 | 0 | 1657.47 | 0 | 126.1 | 26.1 | 0 | 1495.3399 | 4726.5755 | 100 | 6221.9154 | 6221.98 | -0.064551
7408 | 100 | 0 | 231.11 | 0 | 0 | 0 | 0 | 0 | 0 | 0 | 0 | 1657.47 | 18.59 | 81.41 | 0 | 0 | 1495.3399 | 3847.9051 | 81.41 | 5343.2451 | 5343.5 | -0.25494
7409 | 100 | 0 | 237.25 | 0 | 0 | 0 | 0 | 0 | 0 | 0 | 0 | 1657.47 | 73.71 | 26.29 | 0 | 0 | 1495.3399 | 1242.6167 | 26.29 | 2737.9566 | 2738.21 | -0.25337
7410 | 83.17 | 0 | 233.05 | 0 | 0 | 0 | 0 | 0 | 0 | 0 | 0 | 1657.47 | 83.17 | 0 | 0 | 0 | 1495.3399 | 0 | 0 | 1495.3399 | 1495.4 | -0.060079
7411 | 83.17 | 0 | 228.86 | 0 | 0 | 0 | 0 | 0 | 0 | 0 | 0 | 1657.47 | 83.17 | 0 | 0 | 0 | 1495.3399 | 0 | 0 | 1495.3399 | 1495.4 | -0.060079
7412 | 83.17 | 0 | 224.67 | 0 | 0 | 0 | 0 | 0 | 0 | 0 | 0 | 1657.47 | 83.17 | 0 | 0 | 0 | 1495.3399 | 0 | 0 | 1495.3399 | 1495.4 | -0.060079
7413 | 83.17 | 0 | 220.48 | 0 | 0 | 0 | 0 | 0 | 0 | 0 | 0 | 1657.47 | 83.17 | 0 | 0 | 0 | 1495.3399 | 0 | 0 | 1495.3399 | 1495.4 | -0.060079
7414 | 83.17 | 0 | 216.29 | 0 | 0 | 0 | 0 | 0 | 0 | 0 | 0 | 1657.47 | 83.17 | 0 | 0 | 0 | 1495.3399 | 0 | 0 | 1495.3399 | 1495.4 | -0.060079
7415 | 83.17 | 0 | 212.1 | 0 | 0 | 0 | 0 | 0 | 0 | 0 | 0 | 1657.47 | 83.17 | 0 | 0 | 0 | 1495.3399 | 0 | 0 | 1495.3399 | 1495.4 | -0.060079
7416 | 83.17 | 0 | 207.91 | 0 | 0 | 0 | 0 | 0 | 0 | 0 | 0 | 1657.47 | 83.17 | 0 | 0 | 0 | 1495.3399 | 0 | 0 | 1495.3399 | 1495.4 | -0.060079
7417 | 83.17 | 0 | 203.72 | 0 | 0 | 0 | 0 | 0 | 0 | 0 | 0 | 1657.47 | 83.17 | 0 | 0 | 0 | 1495.3399 | 0 | 0 | 1495.3399 | 1495.4 | -0.060079
7418 | 83.17 | 0 | 199.52 | 0 | 0 | 0 | 0 | 0 | 0 | 0 | 0 | 1657.47 | 83.17 | 0 | 0 | 0 | 1495.3399 | 0 | 0 | 1495.3399 | 1495.4 | -0.060079
7419 | 83.17 | 0 | 195.33 | 0 | 0 | 0 | 0 | 0 | 0 | 0 | 0 | 1657.47 | 83.17 | 0 | 0 | 0 | 1495.3399 | 0 | 0 | 1495.3399 | 1495.4 | -0.060079
7420 | 83.17 | 0 | 191.14 | 0 | 0 | 0 | 0 | 0 | 0 | 0 | 0 | 1657.47 | 83.17 | 0 | 0 | 0 | 1495.3399 | 0 | 0 | 1495.3399 | 1495.4 | -0.060079
7421 | 83.17 | 0 | 186.95 | 0 | 0 | 0 | 0 | 0 | 0 | 0 | 0 | 1657.47 | 83.17 | 0 | 0 | 0 | 1495.3399 | 0 | 0 | 1495.3399 | 1495.4 | -0.060079
7422 | 83.17 | 0 | 182.76 | 0 | 0 | 0 | 0 | 0 | 0 | 0 | 0 | 1657.47 | 83.17 | 0 | 0 | 0 | 1495.3399 | 0 | 0 | 1495.3399 | 1495.4 | -0.060079
7423 | 83.17 | 0 | 178.57 | 0 | 0 | 0 | 0 | 0 | 0 | 0 | 0 | 1657.47 | 83.17 | 0 | 0 | 0 | 1495.3399 | 0 | 0 | 1495.3399 | 1495.4 | -0.060079
7424 | 98.72 | 0 | 183.92 | 0 | 0 | 0 | 0 | 0 | 0 | 0 | 0 | 1657.47 | 83.17 | 15.55 | 0 | 0 | 1495.3399 | 734.9825 | 15.55 | 2230.3224 | 2230.34 | -0.017585
7425 | 100 | 0 | 190.05 | 0 | 0 | 0 | 0 | 0 | 0 | 0 | 0 | 1657.47 | 58.44 | 41.56 | 0 | 0 | 1495.3399 | 1964.3648 | 41.56 | 3459.7047 | 3459.86 | -0.15529
7426 | 100 | 0 | 196.19 | 0 | 0 | 0 | 0 | 0 | 0 | 0 | 0 | 1657.47 | 4.92 | 95.08 | 0 | 0 | 1495.3399 | 4494.028 | 95.08 | 5989.3679 | 5989.34 | 0.027933
7427 | 100 | 0 | 202.33 | 0 | 0 | 0 | 0 | 0 | 0 | 0 | 0 | 1657.47 | 0 | 103.96 | 3.96 | 0 | 1495.3399 | 4726.5755 | 100 | 6221.9154 | 6221.98 | -0.064551
7428 | 100 | 0 | 208.46 | 0 | 0 | 0 | 0 | 0 | 0 | 0 | 0 | 1657.47 | 0 | 146.63 | 46.63 | 0 | 1495.3399 | 4726.5755 | 100 | 6221.9154 | 6221.98 | -0.064551
7429 | 100 | 0 | 214.6 | 0 | 0 | 0 | 0 | 0 | 0 | 0 | 0 | 1657.47 | 0 | 129 | 29 | 0 | 1495.3399 | 4726.5755 | 100 | 6221.9154 | 6221.98 | -0.064551
7430 | 100 | 0 | 220.74 | 0 | 0 | 0 | 0 | 0 | 0 | 0 | 0 | 1657.47 | 0 | 129.89 | 29.89 | 0 | 1495.3399 | 4726.5755 | 100 | 6221.9154 | 6221.98 | -0.064551
7431 | 100 | 0 | 226.87 | 0 | 0 | 0 | 0 | 0 | 0 | 0 | 0 | 1657.47 | 24.46 | 75.54 | 0 | 0 | 1495.3399 | 3570.4552 | 75.54 | 5065.7951 | 5065.67 | 0.12507
7432 | 100 | 0 | 233.01 | 0 | 0 | 0 | 0 | 0 | 0 | 0 | 0 | 1657.47 | 54.11 | 45.89 | 0 | 0 | 1495.3399 | 2169.0255 | 45.89 | 3664.3654 | 3664.52 | -0.15457
7433 | 95.77 | 0 | 236.55 | 0 | 0 | 0 | 0 | 0 | 0 | 0 | 0 | 1657.47 | 83.17 | 12.6 | 0 | 0 | 1495.3399 | 595.5485 | 12.6 | 2090.8884 | 2090.89 | -0.0015628
7434 | 83.17 | 0 | 232.36 | 0 | 0 | 0 | 0 | 0 | 0 | 0 | 0 | 1657.47 | 83.17 | 0 | 0 | 0 | 1495.3399 | 0 | 0 | 1495.3399 | 1495.4 | -0.060079
7435 | 83.17 | 0 | 228.17 | 0 | 0 | 0 | 0 | 0 | 0 | 0 | 0 | 1657.47 | 83.17 | 0 | 0 | 0 | 1495.3399 | 0 | 0 | 1495.3399 | 1495.4 | -0.060079
7436 | 83.17 | 0 | 223.97 | 0 | 0 | 0 | 0 | 0 | 0 | 0 | 0 | 1657.47 | 83.17 | 0 | 0 | 0 | 1495.3399 | 0 | 0 | 1495.3399 | 1495.4 | -0.060079
7437 | 83.17 | 0 | 219.78 | 0 | 0 | 0 | 0 | 0 | 0 | 0 | 0 | 1657.47 | 83.17 | 0 | 0 | 0 | 1495.3399 | 0 | 0 | 1495.3399 | 1495.4 | -0.060079
7438 | 83.17 | 0 | 215.59 | 0 | 0 | 0 | 0 | 0 | 0 | 0 | 0 | 1657.47 | 83.17 | 0 | 0 | 0 | 1495.3399 | 0 | 0 | 1495.3399 | 1495.4 | -0.060079
7439 | 83.17 | 0 | 211.4 | 0 | 0 | 0 | 0 | 0 | 0 | 0 | 0 | 1657.47 | 83.17 | 0 | 0 | 0 | 1495.3399 | 0 | 0 | 1495.3399 | 1495.4 | -0.060079
7440 | 83.17 | 0 | 207.21 | 0 | 0 | 0 | 0 | 0 | 0 | 0 | 0 | 1657.47 | 83.17 | 0 | 0 | 0 | 1495.3399 | 0 | 0 | 1495.3399 | 1495.4 | -0.060079
7441 | 83.17 | 0 | 203.02 | 0 | 0 | 0 | 0 | 0 | 0 | 0 | 0 | 1657.47 | 83.17 | 0 | 0 | 0 | 1495.3399 | 0 | 0 | 1495.3399 | 1495.4 | -0.060079
7442 | 83.17 | 0 | 198.83 | 0 | 0 | 0 | 0 | 0 | 0 | 0 | 0 | 1657.47 | 83.17 | 0 | 0 | 0 | 1495.3399 | 0 | 0 | 1495.3399 | 1495.4 | -0.060079
7443 | 83.17 | 0 | 194.63 | 0 | 0 | 0 | 0 | 0 | 0 | 0 | 0 | 1657.47 | 83.17 | 0 | 0 | 0 | 1495.3399 | 0 | 0 | 1495.3399 | 1495.4 | -0.060079
7444 | 83.17 | 0 | 190.44 | 0 | 0 | 0 | 0 | 0 | 0 | 0 | 0 | 1657.47 | 83.17 | 0 | 0 | 0 | 1495.3399 | 0 | 0 | 1495.3399 | 1495.4 | -0.060079
7445 | 83.17 | 0 | 186.25 | 0 | 0 | 0 | 0 | 0 | 0 | 0 | 0 | 1657.47 | 83.17 | 0 | 0 | 0 | 1495.3399 | 0 | 0 | 1495.3399 | 1495.4 | -0.060079
7446 | 83.17 | 0 | 182.06 | 0 | 0 | 0 | 0 | 0 | 0 | 0 | 0 | 1657.47 | 83.17 | 0 | 0 | 0 | 1495.3399 | 0 | 0 | 1495.3399 | 1495.4 | -0.060079
7447 | 83.17 | 0 | 177.87 | 0 | 0 | 0 | 0 | 0 | 0 | 0 | 0 | 1657.47 | 83.17 | 0 | 0 | 0 | 1495.3399 | 0 | 0 | 1495.3399 | 1495.4 | -0.060079
7448 | 100 | 0 | 184 | 0 | 0 | 0 | 0 | 0 | 0 | 0 | 0 | 1657.47 | 75.28 | 24.72 | 0 | 0 | 1495.3399 | 1168.4095 | 24.72 | 2663.7494 | 2663.72 | 0.029391
7449 | 100 | 0 | 190.14 | 0 | 0 | 0 | 0 | 0 | 0 | 0 | 0 | 1657.47 | 39.29 | 60.71 | 0 | 0 | 1495.3399 | 2869.504 | 60.71 | 4364.8439 | 4364.81 | 0.033924
7450 | 100 | 0 | 196.28 | 0 | 0 | 0 | 0 | 0 | 0 | 0 | 0 | 1657.47 | 0 | 119.58 | 19.58 | 0 | 1495.3399 | 4726.5755 | 100 | 6221.9154 | 6221.98 | -0.064551
7451 | 100 | 0 | 202.41 | 0 | 0 | 0 | 0 | 0 | 0 | 0 | 0 | 1657.47 | 0 | 123.89 | 23.89 | 0 | 1495.3399 | 4726.5755 | 100 | 6221.9154 | 6221.98 | -0.064551
7452 | 100 | 0 | 208.55 | 0 | 0 | 0 | 0 | 0 | 0 | 0 | 0 | 1657.47 | 0 | 146.69 | 46.69 | 0 | 1495.3399 | 4726.5755 | 100 | 6221.9154 | 6221.98 | -0.064551
7453 | 100 | 0 | 214.69 | 0 | 0 | 0 | 0 | 0 | 0 | 0 | 0 | 1657.47 | 0 | 124.51 | 24.51 | 0 | 1495.3399 | 4726.5755 | 100 | 6221.9154 | 6221.98 | -0.064551
7454 | 100 | 0 | 220.82 | 0 | 0 | 0 | 0 | 0 | 0 | 0 | 0 | 1657.47 | 0 | 117.54 | 17.54 | 0 | 1495.3399 | 4726.5755 | 100 | 6221.9154 | 6221.98 | -0.064551
7455 | 100 | 0 | 226.96 | 0 | 0 | 0 | 0 | 0 | 0 | 0 | 0 | 1657.47 | 17.81 | 82.19 | 0 | 0 | 1495.3399 | 3884.7724 | 82.19 | 5380.1123 | 5379.99 | 0.12235
7456 | 100 | 0 | 233.09 | 0 | 0 | 0 | 0 | 0 | 0 | 0 | 0 | 1657.47 | 49.18 | 50.82 | 0 | 0 | 1495.3399 | 2402.0457 | 50.82 | 3897.3856 | 3897.64 | -0.2544
7457 | 99.11 | 0 | 238.69 | 0 | 0 | 0 | 0 | 0 | 0 | 0 | 0 | 1657.47 | 83.17 | 15.94 | 0 | 0 | 1495.3399 | 753.4161 | 15.94 | 2248.7561 | 2248.91 | -0.15394
7458 | 83.17 | 0 | 234.5 | 0 | 0 | 0 | 0 | 0 | 0 | 0 | 0 | 1657.47 | 83.17 | 0 | 0 | 0 | 1495.3399 | 0 | 0 | 1495.3399 | 1495.4 | -0.060079
7459 | 83.17 | 0 | 230.3 | 0 | 0 | 0 | 0 | 0 | 0 | 0 | 0 | 1657.47 | 83.17 | 0 | 0 | 0 | 1495.3399 | 0 | 0 | 1495.3399 | 1495.4 | -0.060079
7460 | 83.17 | 0 | 226.11 | 0 | 0 | 0 | 0 | 0 | 0 | 0 | 0 | 1657.47 | 83.17 | 0 | 0 | 0 | 1495.3399 | 0 | 0 | 1495.3399 | 1495.4 | -0.060079
7461 | 83.17 | 0 | 221.92 | 0 | 0 | 0 | 0 | 0 | 0 | 0 | 0 | 1657.47 | 83.17 | 0 | 0 | 0 | 1495.3399 | 0 | 0 | 1495.3399 | 1495.4 | -0.060079
7462 | 83.17 | 0 | 217.73 | 0 | 0 | 0 | 0 | 0 | 0 | 0 | 0 | 1657.47 | 83.17 | 0 | 0 | 0 | 1495.3399 | 0 | 0 | 1495.3399 | 1495.4 | -0.060079
7463 | 83.17 | 0 | 213.54 | 0 | 0 | 0 | 0 | 0 | 0 | 0 | 0 | 1657.47 | 83.17 | 0 | 0 | 0 | 1495.3399 | 0 | 0 | 1495.3399 | 1495.4 | -0.060079
7464 | 83.17 | 0 | 209.35 | 0 | 0 | 0 | 0 | 0 | 0 | 0 | 0 | 1657.47 | 83.17 | 0 | 0 | 0 | 1495.3399 | 0 | 0 | 1495.3399 | 1495.4 | -0.060079
7465 | 83.17 | 0 | 205.16 | 0 | 0 | 0 | 0 | 0 | 0 | 0 | 0 | 1657.47 | 83.17 | 0 | 0 | 0 | 1495.3399 | 0 | 0 | 1495.3399 | 1495.4 | -0.060079
7466 | 83.17 | 0 | 200.96 | 0 | 0 | 0 | 0 | 0 | 0 | 0 | 0 | 1657.47 | 83.17 | 0 | 0 | 0 | 1495.3399 | 0 | 0 | 1495.3399 | 1495.4 | -0.060079
7467 | 83.17 | 0 | 196.77 | 0 | 0 | 0 | 0 | 0 | 0 | 0 | 0 | 1657.47 | 83.17 | 0 | 0 | 0 | 1495.3399 | 0 | 0 | 1495.3399 | 1495.4 | -0.060079
7468 | 83.17 | 0 | 192.58 | 0 | 0 | 0 | 0 | 0 | 0 | 0 | 0 | 1657.47 | 83.17 | 0 | 0 | 0 | 1495.3399 | 0 | 0 | 1495.3399 | 1495.4 | -0.060079
7469 | 83.17 | 0 | 188.39 | 0 | 0 | 0 | 0 | 0 | 0 | 0 | 0 | 1657.47 | 83.17 | 0 | 0 | 0 | 1495.3399 | 0 | 0 | 1495.3399 | 1495.4 | -0.060079
7470 | 83.17 | 0 | 184.2 | 0 | 0 | 0 | 0 | 0 | 0 | 0 | 0 | 1657.47 | 83.17 | 0 | 0 | 0 | 1495.3399 | 0 | 0 | 1495.3399 | 1495.4 | -0.060079
7471 | 83.17 | 0 | 180.01 | 0 | 0 | 0 | 0 | 0 | 0 | 0 | 0 | 1657.47 | 83.17 | 0 | 0 | 0 | 1495.3399 | 0 | 0 | 1495.3399 | 1495.4 | -0.060079
7472 | 100 | 0 | 186.14 | 0 | 0 | 0 | 0 | 0 | 0 | 0 | 0 | 1657.47 | 57.93 | 42.07 | 0 | 0 | 1495.3399 | 1988.4703 | 42.07 | 3483.8102 | 3483.78 | 0.030245
7473 | 100 | 0 | 192.28 | 0 | 0 | 0 | 0 | 0 | 0 | 0 | 0 | 1657.47 | 1.98 | 98.02 | 0 | 0 | 1495.3399 | 4632.9893 | 98.02 | 6128.3293 | 6128.49 | -0.16075
7474 | 100 | 0 | 198.42 | 0 | 0 | 0 | 0 | 0 | 0 | 0 | 0 | 1657.47 | 0 | 139.63 | 39.63 | 0 | 1495.3399 | 4726.5755 | 100 | 6221.9154 | 6221.98 | -0.064551
7475 | 100 | 0 | 204.55 | 0 | 0 | 0 | 0 | 0 | 0 | 0 | 0 | 1657.47 | 0 | 164.67 | 64.67 | 0 | 1495.3399 | 4726.5755 | 100 | 6221.9154 | 6221.98 | -0.064551
7476 | 100 | 0 | 210.69 | 0 | 0 | 0 | 0 | 0 | 0 | 0 | 0 | 1657.47 | 0 | 175.52 | 75.52 | 0 | 1495.3399 | 4726.5755 | 100 | 6221.9154 | 6221.98 | -0.064551
7477 | 100 | 0 | 216.83 | 0 | 0 | 0 | 0 | 0 | 0 | 0 | 0 | 1657.47 | 0 | 172.18 | 72.18 | 0 | 1495.3399 | 4726.5755 | 100 | 6221.9154 | 6221.98 | -0.064551
7478 | 100 | 0 | 222.96 | 0 | 0 | 0 | 0 | 0 | 0 | 0 | 0 | 1657.47 | 0 | 157.49 | 57.49 | 0 | 1495.3399 | 4726.5755 | 100 | 6221.9154 | 6221.98 | -0.064551
7479 | 100 | 0 | 229.1 | 0 | 0 | 0 | 0 | 0 | 0 | 0 | 0 | 1657.47 | 0 | 125.63 | 25.63 | 0 | 1495.3399 | 4726.5755 | 100 | 6221.9154 | 6221.98 | -0.064551
7480 | 100 | 0 | 235.23 | 0 | 0 | 0 | 0 | 0 | 0 | 0 | 0 | 1657.47 | 20.13 | 79.87 | 0 | 0 | 1495.3399 | 3775.1159 | 79.87 | 5270.4558 | 5270.33 | 0.1258
7481 | 100 | 0 | 241.37 | 0 | 0 | 0 | 0 | 0 | 0 | 0 | 0 | 1657.47 | 75.02 | 24.98 | 0 | 0 | 1495.3399 | 1180.6986 | 24.98 | 2676.0385 | 2675.91 | 0.12849
7482 | 83.17 | 0 | 237.18 | 0 | 0 | 0 | 0 | 0 | 0 | 0 | 0 | 1657.47 | 83.17 | 0 | 0 | 0 | 1495.3399 | 0 | 0 | 1495.3399 | 1495.4 | -0.060079
7483 | 83.17 | 0 | 232.99 | 0 | 0 | 0 | 0 | 0 | 0 | 0 | 0 | 1657.47 | 83.17 | 0 | 0 | 0 | 1495.3399 | 0 | 0 | 1495.3399 | 1495.4 | -0.060079
7484 | 83.17 | 0 | 228.8 | 0 | 0 | 0 | 0 | 0 | 0 | 0 | 0 | 1657.47 | 83.17 | 0 | 0 | 0 | 1495.3399 | 0 | 0 | 1495.3399 | 1495.4 | -0.060079
7485 | 83.17 | 0 | 224.6 | 0 | 0 | 0 | 0 | 0 | 0 | 0 | 0 | 1657.47 | 83.17 | 0 | 0 | 0 | 1495.3399 | 0 | 0 | 1495.3399 | 1495.4 | -0.060079
7486 | 83.17 | 0 | 220.41 | 0 | 0 | 0 | 0 | 0 | 0 | 0 | 0 | 1657.47 | 83.17 | 0 | 0 | 0 | 1495.3399 | 0 | 0 | 1495.3399 | 1495.4 | -0.060079
7487 | 83.17 | 0 | 216.22 | 0 | 0 | 0 | 0 | 0 | 0 | 0 | 0 | 1657.47 | 83.17 | 0 | 0 | 0 | 1495.3399 | 0 | 0 | 1495.3399 | 1495.4 | -0.060079
7488 | 83.17 | 0 | 212.03 | 0 | 0 | 0 | 0 | 0 | 0 | 0 | 0 | 1657.47 | 83.17 | 0 | 0 | 0 | 1495.3399 | 0 | 0 | 1495.3399 | 1495.4 | -0.060079
7489 | 83.17 | 0 | 207.84 | 0 | 0 | 0 | 0 | 0 | 0 | 0 | 0 | 1657.47 | 83.17 | 0 | 0 | 0 | 1495.3399 | 0 | 0 | 1495.3399 | 1495.4 | -0.060079
7490 | 83.17 | 0 | 203.65 | 0 | 0 | 0 | 0 | 0 | 0 | 0 | 0 | 1657.47 | 83.17 | 0 | 0 | 0 | 1495.3399 | 0 | 0 | 1495.3399 | 1495.4 | -0.060079
7491 | 83.17 | 0 | 199.46 | 0 | 0 | 0 | 0 | 0 | 0 | 0 | 0 | 1657.47 | 83.17 | 0 | 0 | 0 | 1495.3399 | 0 | 0 | 1495.3399 | 1495.4 | -0.060079
7492 | 83.17 | 0 | 195.27 | 0 | 0 | 0 | 0 | 0 | 0 | 0 | 0 | 1657.47 | 83.17 | 0 | 0 | 0 | 1495.3399 | 0 | 0 | 1495.3399 | 1495.4 | -0.060079
7493 | 83.17 | 0 | 191.07 | 0 | 0 | 0 | 0 | 0 | 0 | 0 | 0 | 1657.47 | 83.17 | 0 | 0 | 0 | 1495.3399 | 0 | 0 | 1495.3399 | 1495.4 | -0.060079
7494 | 83.17 | 0 | 186.88 | 0 | 0 | 0 | 0 | 0 | 0 | 0 | 0 | 1657.47 | 83.17 | 0 | 0 | 0 | 1495.3399 | 0 | 0 | 1495.3399 | 1495.4 | -0.060079
7495 | 83.17 | 0 | 182.69 | 0 | 0 | 0 | 0 | 0 | 0 | 0 | 0 | 1657.47 | 83.17 | 0 | 0 | 0 | 1495.3399 | 0 | 0 | 1495.3399 | 1495.4 | -0.060079
7496 | 100 | 0 | 188.83 | 0 | 0 | 0 | 0 | 0 | 0 | 0 | 0 | 1657.47 | 60.69 | 39.31 | 0 | 0 | 1495.3399 | 1858.0168 | 39.31 | 3353.3568 | 3353.51 | -0.15324
7497 | 100 | 0 | 194.96 | 0 | 0 | 0 | 0 | 0 | 0 | 0 | 0 | 1657.47 | 4.52 | 95.48 | 0 | 0 | 1495.3399 | 4512.9343 | 95.48 | 6008.2742 | 6008.53 | -0.25576
7498 | 100 | 0 | 201.1 | 0 | 0 | 0 | 0 | 0 | 0 | 0 | 0 | 1657.47 | 0 | 136.34 | 36.34 | 0 | 1495.3399 | 4726.5755 | 100 | 6221.9154 | 6221.98 | -0.064551
7499 | 100 | 0 | 207.24 | 0 | 0 | 0 | 0 | 0 | 0 | 0 | 0 | 1657.47 | 0 | 163.63 | 63.63 | 0 | 1495.3399 | 4726.5755 | 100 | 6221.9154 | 6221.98 | -0.064551
7500 | 100 | 0 | 213.37 | 0 | 0 | 0 | 0 | 0 | 0 | 0 | 0 | 1657.47 | 0 | 173.03 | 73.03 | 0 | 1495.3399 | 4726.5755 | 100 | 6221.9154 | 6221.98 | -0.064551
7501 | 100 | 0 | 219.51 | 0 | 0 | 0 | 0 | 0 | 0 | 0 | 0 | 1657.47 | 0 | 169.39 | 69.39 | 0 | 1495.3399 | 4726.5755 | 100 | 6221.9154 | 6221.98 | -0.064551
7502 | 100 | 0 | 225.64 | 0 | 0 | 0 | 0 | 0 | 0 | 0 | 0 | 1657.47 | 0 | 153 | 53 | 0 | 1495.3399 | 4726.5755 | 100 | 6221.9154 | 6221.98 | -0.064551
7503 | 100 | 0 | 231.78 | 0 | 0 | 0 | 0 | 0 | 0 | 0 | 0 | 1657.47 | 0 | 121.84 | 21.84 | 0 | 1495.3399 | 4726.5755 | 100 | 6221.9154 | 6221.98 | -0.064551
7504 | 100 | 0 | 237.92 | 0 | 0 | 0 | 0 | 0 | 0 | 0 | 0 | 1657.47 | 21.7 | 78.3 | 0 | 0 | 1495.3399 | 3700.9086 | 78.3 | 5196.2486 | 5196.41 | -0.16144
7505 | 100 | 0 | 244.05 | 0 | 0 | 0 | 0 | 0 | 0 | 0 | 0 | 1657.47 | 76.26 | 23.74 | 0 | 0 | 1495.3399 | 1122.089 | 23.74 | 2617.429 | 2617.59 | -0.16105
7506 | 83.17 | 0 | 239.86 | 0 | 0 | 0 | 0 | 0 | 0 | 0 | 0 | 1657.47 | 83.17 | 0 | 0 | 0 | 1495.3399 | 0 | 0 | 1495.3399 | 1495.4 | -0.060079
7507 | 83.17 | 0 | 235.67 | 0 | 0 | 0 | 0 | 0 | 0 | 0 | 0 | 1657.47 | 83.17 | 0 | 0 | 0 | 1495.3399 | 0 | 0 | 1495.3399 | 1495.4 | -0.060079
7508 | 83.17 | 0 | 231.48 | 0 | 0 | 0 | 0 | 0 | 0 | 0 | 0 | 1657.47 | 83.17 | 0 | 0 | 0 | 1495.3399 | 0 | 0 | 1495.3399 | 1495.4 | -0.060079
7509 | 83.17 | 0 | 227.29 | 0 | 0 | 0 | 0 | 0 | 0 | 0 | 0 | 1657.47 | 83.17 | 0 | 0 | 0 | 1495.3399 | 0 | 0 | 1495.3399 | 1495.4 | -0.060079
7510 | 83.17 | 0 | 223.1 | 0 | 0 | 0 | 0 | 0 | 0 | 0 | 0 | 1657.47 | 83.17 | 0 | 0 | 0 | 1495.3399 | 0 | 0 | 1495.3399 | 1495.4 | -0.060079
7511 | 83.17 | 0 | 218.91 | 0 | 0 | 0 | 0 | 0 | 0 | 0 | 0 | 1657.47 | 83.17 | 0 | 0 | 0 | 1495.3399 | 0 | 0 | 1495.3399 | 1495.4 | -0.060079
7512 | 83.17 | 0 | 214.71 | 0 | 0 | 0 | 0 | 0 | 0 | 0 | 0 | 1657.47 | 83.17 | 0 | 0 | 0 | 1495.3399 | 0 | 0 | 1495.3399 | 1495.4 | -0.060079
7513 | 83.17 | 0 | 210.52 | 0 | 0 | 0 | 0 | 0 | 0 | 0 | 0 | 1657.47 | 83.17 | 0 | 0 | 0 | 1495.3399 | 0 | 0 | 1495.3399 | 1495.4 | -0.060079
7514 | 83.17 | 0 | 206.33 | 0 | 0 | 0 | 0 | 0 | 0 | 0 | 0 | 1657.47 | 83.17 | 0 | 0 | 0 | 1495.3399 | 0 | 0 | 1495.3399 | 1495.4 | -0.060079
7515 | 83.17 | 0 | 202.14 | 0 | 0 | 0 | 0 | 0 | 0 | 0 | 0 | 1657.47 | 83.17 | 0 | 0 | 0 | 1495.3399 | 0 | 0 | 1495.3399 | 1495.4 | -0.060079
7516 | 83.17 | 0 | 197.95 | 0 | 0 | 0 | 0 | 0 | 0 | 0 | 0 | 1657.47 | 83.17 | 0 | 0 | 0 | 1495.3399 | 0 | 0 | 1495.3399 | 1495.4 | -0.060079
7517 | 83.17 | 0 | 193.76 | 0 | 0 | 0 | 0 | 0 | 0 | 0 | 0 | 1657.47 | 83.17 | 0 | 0 | 0 | 1495.3399 | 0 | 0 | 1495.3399 | 1495.4 | -0.060079
7518 | 83.17 | 0 | 189.57 | 0 | 0 | 0 | 0 | 0 | 0 | 0 | 0 | 1657.47 | 83.17 | 0 | 0 | 0 | 1495.3399 | 0 | 0 | 1495.3399 | 1495.4 | -0.060079
7519 | 83.17 | 0 | 185.37 | 0 | 0 | 0 | 0 | 0 | 0 | 0 | 0 | 1657.47 | 83.17 | 0 | 0 | 0 | 1495.3399 | 0 | 0 | 1495.3399 | 1495.4 | -0.060079
7520 | 100 | 0 | 191.51 | 0 | 0 | 0 | 0 | 0 | 0 | 0 | 0 | 1657.47 | 60.8 | 39.2 | 0 | 0 | 1495.3399 | 1852.8176 | 39.2 | 3348.1575 | 3348.41 | -0.25247
7521 | 100 | 0 | 197.65 | 0 | 0 | 0 | 0 | 0 | 0 | 0 | 0 | 1657.47 | 31.55 | 68.45 | 0 | 0 | 1495.3399 | 3235.3409 | 68.45 | 4730.6809 | 4730.93 | -0.24913
7522 | 100 | 0 | 203.78 | 0 | 0 | 0 | 0 | 0 | 0 | 0 | 0 | 1657.47 | 19.69 | 80.31 | 0 | 0 | 1495.3399 | 3795.9128 | 80.31 | 5291.2527 | 5291.22 | 0.032727
7523 | 100 | 0 | 209.92 | 0 | 0 | 0 | 0 | 0 | 0 | 0 | 0 | 1657.47 | 0 | 164.05 | 64.05 | 0 | 1495.3399 | 4726.5755 | 100 | 6221.9154 | 6221.98 | -0.064551
7524 | 100 | 0 | 216.06 | 0 | 0 | 0 | 0 | 0 | 0 | 0 | 0 | 1657.47 | 0 | 111.24 | 11.24 | 0 | 1495.3399 | 4726.5755 | 100 | 6221.9154 | 6221.98 | -0.064551
7525 | 100 | 0 | 222.19 | 0 | 0 | 0 | 0 | 0 | 0 | 0 | 0 | 1657.47 | 0 | 165.84 | 65.84 | 0 | 1495.3399 | 4726.5755 | 100 | 6221.9154 | 6221.98 | -0.064551
7526 | 100 | 0 | 228.33 | 0 | 0 | 0 | 0 | 0 | 0 | 0 | 0 | 1657.47 | 0 | 103.06 | 3.06 | 0 | 1495.3399 | 4726.5755 | 100 | 6221.9154 | 6221.98 | -0.064551
7527 | 100 | 0 | 234.46 | 0 | 0 | 0 | 0 | 0 | 0 | 0 | 0 | 1657.47 | 23.07 | 76.93 | 0 | 0 | 1495.3399 | 3636.1546 | 76.93 | 5131.4945 | 5131.56 | -0.065525
7528 | 100 | 0 | 240.6 | 0 | 0 | 0 | 0 | 0 | 0 | 0 | 0 | 1657.47 | 52.82 | 47.18 | 0 | 0 | 1495.3399 | 2229.9983 | 47.18 | 3725.3383 | 3725.59 | -0.25175
7529 | 100 | 0 | 246.74 | 0 | 0 | 0 | 0 | 0 | 0 | 0 | 0 | 1657.47 | 77.52 | 22.48 | 0 | 0 | 1495.3399 | 1062.5342 | 22.48 | 2557.8741 | 2557.75 | 0.1241
7530 | 83.17 | 0 | 242.55 | 0 | 0 | 0 | 0 | 0 | 0 | 0 | 0 | 1657.47 | 83.17 | 0 | 0 | 0 | 1495.3399 | 0 | 0 | 1495.3399 | 1495.4 | -0.060079
7531 | 83.17 | 0 | 238.35 | 0 | 0 | 0 | 0 | 0 | 0 | 0 | 0 | 1657.47 | 83.17 | 0 | 0 | 0 | 1495.3399 | 0 | 0 | 1495.3399 | 1495.4 | -0.060079
7532 | 83.17 | 0 | 234.16 | 0 | 0 | 0 | 0 | 0 | 0 | 0 | 0 | 1657.47 | 83.17 | 0 | 0 | 0 | 1495.3399 | 0 | 0 | 1495.3399 | 1495.4 | -0.060079
7533 | 83.17 | 0 | 229.97 | 0 | 0 | 0 | 0 | 0 | 0 | 0 | 0 | 1657.47 | 83.17 | 0 | 0 | 0 | 1495.3399 | 0 | 0 | 1495.3399 | 1495.4 | -0.060079
7534 | 83.17 | 0 | 225.78 | 0 | 0 | 0 | 0 | 0 | 0 | 0 | 0 | 1657.47 | 83.17 | 0 | 0 | 0 | 1495.3399 | 0 | 0 | 1495.3399 | 1495.4 | -0.060079
7535 | 83.17 | 0 | 221.59 | 0 | 0 | 0 | 0 | 0 | 0 | 0 | 0 | 1657.47 | 83.17 | 0 | 0 | 0 | 1495.3399 | 0 | 0 | 1495.3399 | 1495.4 | -0.060079
7536 | 83.17 | 0 | 217.4 | 0 | 0 | 0 | 0 | 0 | 0 | 0 | 0 | 1657.47 | 83.17 | 0 | 0 | 0 | 1495.3399 | 0 | 0 | 1495.3399 | 1495.4 | -0.060079
7537 | 83.17 | 0 | 213.21 | 0 | 0 | 0 | 0 | 0 | 0 | 0 | 0 | 1657.47 | 83.17 | 0 | 0 | 0 | 1495.3399 | 0 | 0 | 1495.3399 | 1495.4 | -0.060079
7538 | 83.17 | 0 | 209.01 | 0 | 0 | 0 | 0 | 0 | 0 | 0 | 0 | 1657.47 | 83.17 | 0 | 0 | 0 | 1495.3399 | 0 | 0 | 1495.3399 | 1495.4 | -0.060079
7539 | 83.17 | 0 | 204.82 | 0 | 0 | 0 | 0 | 0 | 0 | 0 | 0 | 1657.47 | 83.17 | 0 | 0 | 0 | 1495.3399 | 0 | 0 | 1495.3399 | 1495.4 | -0.060079
7540 | 83.17 | 0 | 200.63 | 0 | 0 | 0 | 0 | 0 | 0 | 0 | 0 | 1657.47 | 83.17 | 0 | 0 | 0 | 1495.3399 | 0 | 0 | 1495.3399 | 1495.4 | -0.060079
7541 | 83.17 | 0 | 196.44 | 0 | 0 | 0 | 0 | 0 | 0 | 0 | 0 | 1657.47 | 83.17 | 0 | 0 | 0 | 1495.3399 | 0 | 0 | 1495.3399 | 1495.4 | -0.060079
7542 | 83.17 | 0 | 192.25 | 0 | 0 | 0 | 0 | 0 | 0 | 0 | 0 | 1657.47 | 83.17 | 0 | 0 | 0 | 1495.3399 | 0 | 0 | 1495.3399 | 1495.4 | -0.060079
7543 | 83.17 | 0 | 188.06 | 0 | 0 | 0 | 0 | 0 | 0 | 0 | 0 | 1657.47 | 83.17 | 0 | 0 | 0 | 1495.3399 | 0 | 0 | 1495.3399 | 1495.4 | -0.060079
7544 | 100 | 0 | 194.19 | 0 | 0 | 0 | 0 | 0 | 0 | 0 | 0 | 1657.47 | 63.56 | 36.44 | 0 | 0 | 1495.3399 | 1722.3641 | 36.44 | 3217.704 | 3217.77 | -0.065957
7545 | 100 | 0 | 200.33 | 0 | 0 | 0 | 0 | 0 | 0 | 0 | 0 | 1657.47 | 8.85 | 91.15 | 0 | 0 | 1495.3399 | 4308.2736 | 91.15 | 5803.6135 | 5803.58 | 0.033515
7546 | 100 | 0 | 206.47 | 0 | 0 | 0 | 0 | 0 | 0 | 0 | 0 | 1657.47 | 5.13 | 94.87 | 0 | 0 | 1495.3399 | 4484.1022 | 94.87 | 5979.4421 | 5979.41 | 0.032124
7547 | 100 | 0 | 212.6 | 0 | 0 | 0 | 0 | 0 | 0 | 0 | 0 | 1657.47 | 0 | 117.15 | 17.15 | 0 | 1495.3399 | 4726.5755 | 100 | 6221.9154 | 6221.98 | -0.064551
7548 | 100 | 0 | 218.74 | 0 | 0 | 0 | 0 | 0 | 0 | 0 | 0 | 1657.47 | 32.69 | 67.31 | 0 | 0 | 1495.3399 | 3181.458 | 67.31 | 4676.7979 | 4676.86 | -0.062091
7549 | 100 | 0 | 224.88 | 0 | 0 | 0 | 0 | 0 | 0 | 0 | 0 | 1657.47 | 9.77 | 90.23 | 0 | 0 | 1495.3399 | 4264.7891 | 90.23 | 5760.129 | 5760.29 | -0.16098
7550 | 100 | 0 | 231.01 | 0 | 0 | 0 | 0 | 0 | 0 | 0 | 0 | 1657.47 | 10.92 | 89.08 | 0 | 0 | 1495.3399 | 4210.4335 | 89.08 | 5705.7734 | 5705.65 | 0.1234
7551 | 100 | 0 | 237.15 | 0 | 0 | 0 | 0 | 0 | 0 | 0 | 0 | 1657.47 | 62.06 | 37.94 | 0 | 0 | 1495.3399 | 1793.2628 | 37.94 | 3288.6027 | 3288.86 | -0.25732
7552 | 100 | 0 | 243.28 | 0 | 0 | 0 | 0 | 0 | 0 | 0 | 0 | 1657.47 | 80.93 | 19.07 | 0 | 0 | 1495.3399 | 901.358 | 19.07 | 2396.6979 | 2396.68 | 0.017874
7553 | 85.66 | 0 | 240.62 | 0 | 0 | 0 | 0 | 0 | 0 | 0 | 0 | 1657.47 | 83.17 | 2.49 | 0 | 0 | 1495.3399 | 117.6917 | 2.49 | 1613.0317 | 1613.12 | -0.088349
7554 | 83.17 | 0 | 236.43 | 0 | 0 | 0 | 0 | 0 | 0 | 0 | 0 | 1657.47 | 83.17 | 0 | 0 | 0 | 1495.3399 | 0 | 0 | 1495.3399 | 1495.4 | -0.060079
7555 | 83.17 | 0 | 232.24 | 0 | 0 | 0 | 0 | 0 | 0 | 0 | 0 | 1657.47 | 83.17 | 0 | 0 | 0 | 1495.3399 | 0 | 0 | 1495.3399 | 1495.4 | -0.060079
7556 | 83.17 | 0 | 228.05 | 0 | 0 | 0 | 0 | 0 | 0 | 0 | 0 | 1657.47 | 83.17 | 0 | 0 | 0 | 1495.3399 | 0 | 0 | 1495.3399 | 1495.4 | -0.060079
7557 | 83.17 | 0 | 223.86 | 0 | 0 | 0 | 0 | 0 | 0 | 0 | 0 | 1657.47 | 83.17 | 0 | 0 | 0 | 1495.3399 | 0 | 0 | 1495.3399 | 1495.4 | -0.060079
7558 | 83.17 | 0 | 219.66 | 0 | 0 | 0 | 0 | 0 | 0 | 0 | 0 | 1657.47 | 83.17 | 0 | 0 | 0 | 1495.3399 | 0 | 0 | 1495.3399 | 1495.4 | -0.060079
7559 | 83.17 | 0 | 215.47 | 0 | 0 | 0 | 0 | 0 | 0 | 0 | 0 | 1657.47 | 83.17 | 0 | 0 | 0 | 1495.3399 | 0 | 0 | 1495.3399 | 1495.4 | -0.060079
7560 | 83.17 | 0 | 211.28 | 0 | 0 | 0 | 0 | 0 | 0 | 0 | 0 | 1657.47 | 83.17 | 0 | 0 | 0 | 1495.3399 | 0 | 0 | 1495.3399 | 1495.4 | -0.060079
7561 | 83.17 | 0 | 207.09 | 0 | 0 | 0 | 0 | 0 | 0 | 0 | 0 | 1657.47 | 83.17 | 0 | 0 | 0 | 1495.3399 | 0 | 0 | 1495.3399 | 1495.4 | -0.060079
7562 | 83.17 | 0 | 202.9 | 0 | 0 | 0 | 0 | 0 | 0 | 0 | 0 | 1657.47 | 83.17 | 0 | 0 | 0 | 1495.3399 | 0 | 0 | 1495.3399 | 1495.4 | -0.060079
7563 | 83.17 | 0 | 198.71 | 0 | 0 | 0 | 0 | 0 | 0 | 0 | 0 | 1657.47 | 83.17 | 0 | 0 | 0 | 1495.3399 | 0 | 0 | 1495.3399 | 1495.4 | -0.060079
7564 | 83.17 | 0 | 194.52 | 0 | 0 | 0 | 0 | 0 | 0 | 0 | 0 | 1657.47 | 83.17 | 0 | 0 | 0 | 1495.3399 | 0 | 0 | 1495.3399 | 1495.4 | -0.060079
7565 | 83.17 | 0 | 190.32 | 0 | 0 | 0 | 0 | 0 | 0 | 0 | 0 | 1657.47 | 83.17 | 0 | 0 | 0 | 1495.3399 | 0 | 0 | 1495.3399 | 1495.4 | -0.060079
7566 | 83.17 | 0 | 186.13 | 0 | 0 | 0 | 0 | 0 | 0 | 0 | 0 | 1657.47 | 83.17 | 0 | 0 | 0 | 1495.3399 | 0 | 0 | 1495.3399 | 1495.4 | -0.060079
7567 | 83.17 | 0 | 181.94 | 0 | 0 | 0 | 0 | 0 | 0 | 0 | 0 | 1657.47 | 83.17 | 0 | 0 | 0 | 1495.3399 | 0 | 0 | 1495.3399 | 1495.4 | -0.060079
7568 | 100 | 0 | 188.08 | 0 | 0 | 0 | 0 | 0 | 0 | 0 | 0 | 1657.47 | 61.3 | 38.7 | 0 | 0 | 1495.3399 | 1829.1847 | 38.7 | 3324.5247 | 3324.4 | 0.12465
7569 | 100 | 0 | 194.21 | 0 | 0 | 0 | 0 | 0 | 0 | 0 | 0 | 1657.47 | 6.63 | 93.37 | 0 | 0 | 1495.3399 | 4413.2036 | 93.37 | 5908.5435 | 5908.42 | 0.12349
7570 | 100 | 0 | 200.35 | 0 | 0 | 0 | 0 | 0 | 0 | 0 | 0 | 1657.47 | 0 | 135.36 | 35.36 | 0 | 1495.3399 | 4726.5755 | 100 | 6221.9154 | 6221.98 | -0.064551
7571 | 100 | 0 | 206.49 | 0 | 0 | 0 | 0 | 0 | 0 | 0 | 0 | 1657.47 | 0 | 162.87 | 62.87 | 0 | 1495.3399 | 4726.5755 | 100 | 6221.9154 | 6221.98 | -0.064551
7572 | 100 | 0 | 212.62 | 0 | 0 | 0 | 0 | 0 | 0 | 0 | 0 | 1657.47 | 0 | 173.84 | 73.84 | 0 | 1495.3399 | 4726.5755 | 100 | 6221.9154 | 6221.98 | -0.064551
7573 | 100 | 0 | 218.76 | 0 | 0 | 0 | 0 | 0 | 0 | 0 | 0 | 1657.47 | 0 | 170.79 | 70.79 | 0 | 1495.3399 | 4726.5755 | 100 | 6221.9154 | 6221.98 | -0.064551
7574 | 100 | 0 | 224.9 | 0 | 0 | 0 | 0 | 0 | 0 | 0 | 0 | 1657.47 | 0 | 153.6 | 53.6 | 0 | 1495.3399 | 4726.5755 | 100 | 6221.9154 | 6221.98 | -0.064551
7575 | 100 | 0 | 231.03 | 0 | 0 | 0 | 0 | 0 | 0 | 0 | 0 | 1657.47 | 0 | 121.95 | 21.95 | 0 | 1495.3399 | 4726.5755 | 100 | 6221.9154 | 6221.98 | -0.064551
7576 | 100 | 0 | 237.17 | 0 | 0 | 0 | 0 | 0 | 0 | 0 | 0 | 1657.47 | 23.03 | 76.97 | 0 | 0 | 1495.3399 | 3638.0452 | 76.97 | 5133.3851 | 5133.64 | -0.2549
7577 | 100 | 0 | 243.3 | 0 | 0 | 0 | 0 | 0 | 0 | 0 | 0 | 1657.47 | 78.35 | 21.65 | 0 | 0 | 1495.3399 | 1023.3036 | 21.65 | 2518.6435 | 2518.71 | -0.066477
7578 | 83.17 | 0 | 239.11 | 0 | 0 | 0 | 0 | 0 | 0 | 0 | 0 | 1657.47 | 83.17 | 0 | 0 | 0 | 1495.3399 | 0 | 0 | 1495.3399 | 1495.4 | -0.060079
7579 | 83.17 | 0 | 234.92 | 0 | 0 | 0 | 0 | 0 | 0 | 0 | 0 | 1657.47 | 83.17 | 0 | 0 | 0 | 1495.3399 | 0 | 0 | 1495.3399 | 1495.4 | -0.060079
7580 | 83.17 | 0 | 230.73 | 0 | 0 | 0 | 0 | 0 | 0 | 0 | 0 | 1657.47 | 83.17 | 0 | 0 | 0 | 1495.3399 | 0 | 0 | 1495.3399 | 1495.4 | -0.060079
7581 | 83.17 | 0 | 226.54 | 0 | 0 | 0 | 0 | 0 | 0 | 0 | 0 | 1657.47 | 83.17 | 0 | 0 | 0 | 1495.3399 | 0 | 0 | 1495.3399 | 1495.4 | -0.060079
7582 | 83.17 | 0 | 222.35 | 0 | 0 | 0 | 0 | 0 | 0 | 0 | 0 | 1657.47 | 83.17 | 0 | 0 | 0 | 1495.3399 | 0 | 0 | 1495.3399 | 1495.4 | -0.060079
7583 | 83.17 | 0 | 218.16 | 0 | 0 | 0 | 0 | 0 | 0 | 0 | 0 | 1657.47 | 83.17 | 0 | 0 | 0 | 1495.3399 | 0 | 0 | 1495.3399 | 1495.4 | -0.060079
7584 | 83.17 | 0 | 213.97 | 0 | 0 | 0 | 0 | 0 | 0 | 0 | 0 | 1657.47 | 83.17 | 0 | 0 | 0 | 1495.3399 | 0 | 0 | 1495.3399 | 1495.4 | -0.060079
7585 | 83.17 | 0 | 209.77 | 0 | 0 | 0 | 0 | 0 | 0 | 0 | 0 | 1657.47 | 83.17 | 0 | 0 | 0 | 1495.3399 | 0 | 0 | 1495.3399 | 1495.4 | -0.060079
7586 | 83.17 | 0 | 205.58 | 0 | 0 | 0 | 0 | 0 | 0 | 0 | 0 | 1657.47 | 83.17 | 0 | 0 | 0 | 1495.3399 | 0 | 0 | 1495.3399 | 1495.4 | -0.060079
7587 | 83.17 | 0 | 201.39 | 0 | 0 | 0 | 0 | 0 | 0 | 0 | 0 | 1657.47 | 83.17 | 0 | 0 | 0 | 1495.3399 | 0 | 0 | 1495.3399 | 1495.4 | -0.060079
7588 | 83.17 | 0 | 197.2 | 0 | 0 | 0 | 0 | 0 | 0 | 0 | 0 | 1657.47 | 83.17 | 0 | 0 | 0 | 1495.3399 | 0 | 0 | 1495.3399 | 1495.4 | -0.060079
7589 | 83.17 | 0 | 193.01 | 0 | 0 | 0 | 0 | 0 | 0 | 0 | 0 | 1657.47 | 83.17 | 0 | 0 | 0 | 1495.3399 | 0 | 0 | 1495.3399 | 1495.4 | -0.060079
7590 | 83.17 | 0 | 188.82 | 0 | 0 | 0 | 0 | 0 | 0 | 0 | 0 | 1657.47 | 83.17 | 0 | 0 | 0 | 1495.3399 | 0 | 0 | 1495.3399 | 1495.4 | -0.060079
7591 | 83.17 | 0 | 184.63 | 0 | 0 | 0 | 0 | 0 | 0 | 0 | 0 | 1657.47 | 83.17 | 0 | 0 | 0 | 1495.3399 | 0 | 0 | 1495.3399 | 1495.4 | -0.060079
7592 | 100 | 0 | 190.76 | 0 | 0 | 0 | 0 | 0 | 0 | 0 | 0 | 1657.47 | 63.72 | 36.28 | 0 | 0 | 1495.3399 | 1714.8016 | 36.28 | 3210.1415 | 3210.3 | -0.15848
7593 | 100 | 0 | 196.9 | 0 | 0 | 0 | 0 | 0 | 0 | 0 | 0 | 1657.47 | 6.98 | 93.02 | 0 | 0 | 1495.3399 | 4396.6606 | 93.02 | 5892.0005 | 5891.97 | 0.030477
7594 | 100 | 0 | 203.03 | 0 | 0 | 0 | 0 | 0 | 0 | 0 | 0 | 1657.47 | 0 | 132.44 | 32.44 | 0 | 1495.3399 | 4726.5755 | 100 | 6221.9154 | 6221.98 | -0.064551
7595 | 100 | 0 | 209.17 | 0 | 0 | 0 | 0 | 0 | 0 | 0 | 0 | 1657.47 | 0 | 126.4 | 26.4 | 0 | 1495.3399 | 4726.5755 | 100 | 6221.9154 | 6221.98 | -0.064551
7596 | 100 | 0 | 215.31 | 0 | 0 | 0 | 0 | 0 | 0 | 0 | 0 | 1657.47 | 0 | 151.68 | 51.68 | 0 | 1495.3399 | 4726.5755 | 100 | 6221.9154 | 6221.98 | -0.064551
7597 | 100 | 0 | 221.44 | 0 | 0 | 0 | 0 | 0 | 0 | 0 | 0 | 1657.47 | 0 | 168.73 | 68.73 | 0 | 1495.3399 | 4726.5755 | 100 | 6221.9154 | 6221.98 | -0.064551
7598 | 100 | 0 | 227.58 | 0 | 0 | 0 | 0 | 0 | 0 | 0 | 0 | 1657.47 | 0 | 154.75 | 54.75 | 0 | 1495.3399 | 4726.5755 | 100 | 6221.9154 | 6221.98 | -0.064551
7599 | 100 | 0 | 233.72 | 0 | 0 | 0 | 0 | 0 | 0 | 0 | 0 | 1657.47 | 0 | 122.53 | 22.53 | 0 | 1495.3399 | 4726.5755 | 100 | 6221.9154 | 6221.98 | -0.064551
7600 | 100 | 0 | 239.85 | 0 | 0 | 0 | 0 | 0 | 0 | 0 | 0 | 1657.47 | 22.16 | 77.84 | 0 | 0 | 1495.3399 | 3679.1664 | 77.84 | 5174.5063 | 5174.48 | 0.026312
7601 | 100 | 0 | 245.99 | 0 | 0 | 0 | 0 | 0 | 0 | 0 | 0 | 1657.47 | 78.3 | 21.7 | 0 | 0 | 1495.3399 | 1025.6669 | 21.7 | 2521.0068 | 2521.07 | -0.06319
7602 | 83.17 | 0 | 241.8 | 0 | 0 | 0 | 0 | 0 | 0 | 0 | 0 | 1657.47 | 83.17 | 0 | 0 | 0 | 1495.3399 | 0 | 0 | 1495.3399 | 1495.4 | -0.060079
7603 | 83.17 | 0 | 237.61 | 0 | 0 | 0 | 0 | 0 | 0 | 0 | 0 | 1657.47 | 83.17 | 0 | 0 | 0 | 1495.3399 | 0 | 0 | 1495.3399 | 1495.4 | -0.060079
7604 | 83.17 | 0 | 233.41 | 0 | 0 | 0 | 0 | 0 | 0 | 0 | 0 | 1657.47 | 83.17 | 0 | 0 | 0 | 1495.3399 | 0 | 0 | 1495.3399 | 1495.4 | -0.060079
7605 | 83.17 | 0 | 229.22 | 0 | 0 | 0 | 0 | 0 | 0 | 0 | 0 | 1657.47 | 83.17 | 0 | 0 | 0 | 1495.3399 | 0 | 0 | 1495.3399 | 1495.4 | -0.060079
7606 | 83.17 | 0 | 225.03 | 0 | 0 | 0 | 0 | 0 | 0 | 0 | 0 | 1657.47 | 83.17 | 0 | 0 | 0 | 1495.3399 | 0 | 0 | 1495.3399 | 1495.4 | -0.060079
7607 | 83.17 | 0 | 220.84 | 0 | 0 | 0 | 0 | 0 | 0 | 0 | 0 | 1657.47 | 83.17 | 0 | 0 | 0 | 1495.3399 | 0 | 0 | 1495.3399 | 1495.4 | -0.060079
7608 | 83.17 | 0 | 216.65 | 0 | 0 | 0 | 0 | 0 | 0 | 0 | 0 | 1657.47 | 83.17 | 0 | 0 | 0 | 1495.3399 | 0 | 0 | 1495.3399 | 1495.4 | -0.060079
7609 | 83.17 | 0 | 212.46 | 0 | 0 | 0 | 0 | 0 | 0 | 0 | 0 | 1657.47 | 83.17 | 0 | 0 | 0 | 1495.3399 | 0 | 0 | 1495.3399 | 1495.4 | -0.060079
7610 | 83.17 | 0 | 208.27 | 0 | 0 | 0 | 0 | 0 | 0 | 0 | 0 | 1657.47 | 83.17 | 0 | 0 | 0 | 1495.3399 | 0 | 0 | 1495.3399 | 1495.4 | -0.060079
7611 | 83.17 | 0 | 204.07 | 0 | 0 | 0 | 0 | 0 | 0 | 0 | 0 | 1657.47 | 83.17 | 0 | 0 | 0 | 1495.3399 | 0 | 0 | 1495.3399 | 1495.4 | -0.060079
7612 | 83.17 | 0 | 199.88 | 0 | 0 | 0 | 0 | 0 | 0 | 0 | 0 | 1657.47 | 83.17 | 0 | 0 | 0 | 1495.3399 | 0 | 0 | 1495.3399 | 1495.4 | -0.060079
7613 | 83.17 | 0 | 195.69 | 0 | 0 | 0 | 0 | 0 | 0 | 0 | 0 | 1657.47 | 83.17 | 0 | 0 | 0 | 1495.3399 | 0 | 0 | 1495.3399 | 1495.4 | -0.060079
7614 | 83.17 | 0 | 191.5 | 0 | 0 | 0 | 0 | 0 | 0 | 0 | 0 | 1657.47 | 83.17 | 0 | 0 | 0 | 1495.3399 | 0 | 0 | 1495.3399 | 1495.4 | -0.060079
7615 | 83.17 | 0 | 187.31 | 0 | 0 | 0 | 0 | 0 | 0 | 0 | 0 | 1657.47 | 83.17 | 0 | 0 | 0 | 1495.3399 | 0 | 0 | 1495.3399 | 1495.4 | -0.060079
7616 | 100 | 0 | 193.45 | 0 | 0 | 0 | 0 | 0 | 0 | 0 | 0 | 1657.47 | 62.06 | 37.94 | 0 | 0 | 1495.3399 | 1793.2628 | 37.94 | 3288.6027 | 3288.76 | -0.15732
7617 | 100 | 0 | 199.58 | 0 | 0 | 0 | 0 | 0 | 0 | 0 | 0 | 1657.47 | 5.73 | 94.27 | 0 | 0 | 1495.3399 | 4455.7428 | 94.27 | 5951.0827 | 5951.24 | -0.15733
7618 | 100 | 0 | 205.72 | 0 | 0 | 0 | 0 | 0 | 0 | 0 | 0 | 1657.47 | 0 | 135.57 | 35.57 | 0 | 1495.3399 | 4726.5755 | 100 | 6221.9154 | 6221.98 | -0.064551
7619 | 100 | 0 | 211.85 | 0 | 0 | 0 | 0 | 0 | 0 | 0 | 0 | 1657.47 | 0 | 161.6 | 61.6 | 0 | 1495.3399 | 4726.5755 | 100 | 6221.9154 | 6221.98 | -0.064551
7620 | 100 | 0 | 217.99 | 0 | 0 | 0 | 0 | 0 | 0 | 0 | 0 | 1657.47 | 0 | 173.74 | 73.74 | 0 | 1495.3399 | 4726.5755 | 100 | 6221.9154 | 6221.98 | -0.064551
7621 | 100 | 0 | 224.13 | 0 | 0 | 0 | 0 | 0 | 0 | 0 | 0 | 1657.47 | 0 | 171.37 | 71.37 | 0 | 1495.3399 | 4726.5755 | 100 | 6221.9154 | 6221.98 | -0.064551
7622 | 100 | 0 | 230.26 | 0 | 0 | 0 | 0 | 0 | 0 | 0 | 0 | 1657.47 | 0 | 155.34 | 55.34 | 0 | 1495.3399 | 4726.5755 | 100 | 6221.9154 | 6221.98 | -0.064551
7623 | 100 | 0 | 236.4 | 0 | 0 | 0 | 0 | 0 | 0 | 0 | 0 | 1657.47 | 0 | 123.3 | 23.3 | 0 | 1495.3399 | 4726.5755 | 100 | 6221.9154 | 6221.98 | -0.064551
7624 | 100 | 0 | 242.54 | 0 | 0 | 0 | 0 | 0 | 0 | 0 | 0 | 1657.47 | 22.67 | 77.33 | 0 | 0 | 1495.3399 | 3655.0609 | 77.33 | 5150.4008 | 5150.46 | -0.059223
7625 | 100 | 0 | 248.67 | 0 | 0 | 0 | 0 | 0 | 0 | 0 | 0 | 1657.47 | 79.58 | 20.42 | 0 | 0 | 1495.3399 | 965.1667 | 20.42 | 2460.5066 | 2460.66 | -0.15336
7626 | 83.17 | 0 | 244.48 | 0 | 0 | 0 | 0 | 0 | 0 | 0 | 0 | 1657.47 | 83.17 | 0 | 0 | 0 | 1495.3399 | 0 | 0 | 1495.3399 | 1495.4 | -0.060079
7627 | 83.17 | 0 | 240.29 | 0 | 0 | 0 | 0 | 0 | 0 | 0 | 0 | 1657.47 | 83.17 | 0 | 0 | 0 | 1495.3399 | 0 | 0 | 1495.3399 | 1495.4 | -0.060079
7628 | 83.17 | 0 | 236.1 | 0 | 0 | 0 | 0 | 0 | 0 | 0 | 0 | 1657.47 | 83.17 | 0 | 0 | 0 | 1495.3399 | 0 | 0 | 1495.3399 | 1495.4 | -0.060079
7629 | 83.17 | 0 | 231.91 | 0 | 0 | 0 | 0 | 0 | 0 | 0 | 0 | 1657.47 | 83.17 | 0 | 0 | 0 | 1495.3399 | 0 | 0 | 1495.3399 | 1495.4 | -0.060079
7630 | 83.17 | 0 | 227.71 | 0 | 0 | 0 | 0 | 0 | 0 | 0 | 0 | 1657.47 | 83.17 | 0 | 0 | 0 | 1495.3399 | 0 | 0 | 1495.3399 | 1495.4 | -0.060079
7631 | 83.17 | 0 | 223.52 | 0 | 0 | 0 | 0 | 0 | 0 | 0 | 0 | 1657.47 | 83.17 | 0 | 0 | 0 | 1495.3399 | 0 | 0 | 1495.3399 | 1495.4 | -0.060079
7632 | 83.17 | 0 | 219.33 | 0 | 0 | 0 | 0 | 0 | 0 | 0 | 0 | 1657.47 | 83.17 | 0 | 0 | 0 | 1495.3399 | 0 | 0 | 1495.3399 | 1495.4 | -0.060079
7633 | 83.17 | 0 | 215.14 | 0 | 0 | 0 | 0 | 0 | 0 | 0 | 0 | 1657.47 | 83.17 | 0 | 0 | 0 | 1495.3399 | 0 | 0 | 1495.3399 | 1495.4 | -0.060079
7634 | 83.17 | 0 | 210.95 | 0 | 0 | 0 | 0 | 0 | 0 | 0 | 0 | 1657.47 | 83.17 | 0 | 0 | 0 | 1495.3399 | 0 | 0 | 1495.3399 | 1495.4 | -0.060079
7635 | 83.17 | 0 | 206.76 | 0 | 0 | 0 | 0 | 0 | 0 | 0 | 0 | 1657.47 | 83.17 | 0 | 0 | 0 | 1495.3399 | 0 | 0 | 1495.3399 | 1495.4 | -0.060079
7636 | 83.17 | 0 | 202.57 | 0 | 0 | 0 | 0 | 0 | 0 | 0 | 0 | 1657.47 | 83.17 | 0 | 0 | 0 | 1495.3399 | 0 | 0 | 1495.3399 | 1495.4 | -0.060079
7637 | 83.17 | 0 | 198.38 | 0 | 0 | 0 | 0 | 0 | 0 | 0 | 0 | 1657.47 | 83.17 | 0 | 0 | 0 | 1495.3399 | 0 | 0 | 1495.3399 | 1495.4 | -0.060079
7638 | 83.17 | 0 | 194.18 | 0 | 0 | 0 | 0 | 0 | 0 | 0 | 0 | 1657.47 | 83.17 | 0 | 0 | 0 | 1495.3399 | 0 | 0 | 1495.3399 | 1495.4 | -0.060079
7639 | 83.17 | 0 | 189.99 | 0 | 0 | 0 | 0 | 0 | 0 | 0 | 0 | 1657.47 | 83.17 | 0 | 0 | 0 | 1495.3399 | 0 | 0 | 1495.3399 | 1495.4 | -0.060079
7640 | 100 | 0 | 196.13 | 0 | 0 | 0 | 0 | 0 | 0 | 0 | 0 | 1657.47 | 61.63 | 38.37 | 0 | 0 | 1495.3399 | 1813.587 | 38.37 | 3308.927 | 3308.8 | 0.12695
7641 | 100 | 0 | 202.27 | 0 | 0 | 0 | 0 | 0 | 0 | 0 | 0 | 1657.47 | 5.92 | 94.08 | 0 | 0 | 1495.3399 | 4446.7623 | 94.08 | 5942.1022 | 5942.17 | -0.067822
7642 | 100 | 0 | 208.4 | 0 | 0 | 0 | 0 | 0 | 0 | 0 | 0 | 1657.47 | 0 | 135.82 | 35.82 | 0 | 1495.3399 | 4726.5755 | 100 | 6221.9154 | 6221.98 | -0.064551
7643 | 100 | 0 | 214.54 | 0 | 0 | 0 | 0 | 0 | 0 | 0 | 0 | 1657.47 | 0 | 160.17 | 60.17 | 0 | 1495.3399 | 4726.5755 | 100 | 6221.9154 | 6221.98 | -0.064551
7644 | 100 | 0 | 220.67 | 0 | 0 | 0 | 0 | 0 | 0 | 0 | 0 | 1657.47 | 16.75 | 83.25 | 0 | 0 | 1495.3399 | 3934.8741 | 83.25 | 5430.214 | 5430.47 | -0.25595
7645 | 100 | 0 | 226.81 | 0 | 0 | 0 | 0 | 0 | 0 | 0 | 0 | 1657.47 | 44.37 | 55.63 | 0 | 0 | 1495.3399 | 2629.394 | 55.63 | 4124.7339 | 4124.61 | 0.12389
7646 | 100 | 0 | 232.95 | 0 | 0 | 0 | 0 | 0 | 0 | 0 | 0 | 1657.47 | 5.08 | 94.92 | 0 | 0 | 1495.3399 | 4486.4655 | 94.92 | 5981.8054 | 5982.06 | -0.25459
7647 | 94.85 | 0 | 235.93 | 0 | 0 | 0 | 0 | 0 | 0 | 0 | 0 | 1657.47 | 83.17 | 11.68 | 0 | 0 | 1495.3399 | 552.064 | 11.68 | 2047.4039 | 2047.67 | -0.26606
7648 | 89.18 | 0 | 235.42 | 0 | 0 | 0 | 0 | 0 | 0 | 0 | 0 | 1657.47 | 83.17 | 6.01 | 0 | 0 | 1495.3399 | 284.0672 | 6.01 | 1779.4071 | 1779.66 | -0.25289
7649 | 83.41 | 0 | 231.38 | 0 | 0 | 0 | 0 | 0 | 0 | 0 | 0 | 1657.47 | 83.17 | 0.24 | 0 | 0 | 1495.3399 | 11.3438 | 0.24 | 1506.6837 | 1506.69 | -0.0062981
7650 | 83.17 | 0 | 227.19 | 0 | 0 | 0 | 0 | 0 | 0 | 0 | 0 | 1657.47 | 83.17 | 0 | 0 | 0 | 1495.3399 | 0 | 0 | 1495.3399 | 1495.4 | -0.060079
7651 | 83.17 | 0 | 223 | 0 | 0 | 0 | 0 | 0 | 0 | 0 | 0 | 1657.47 | 83.17 | 0 | 0 | 0 | 1495.3399 | 0 | 0 | 1495.3399 | 1495.4 | -0.060079
7652 | 83.17 | 0 | 218.81 | 0 | 0 | 0 | 0 | 0 | 0 | 0 | 0 | 1657.47 | 83.17 | 0 | 0 | 0 | 1495.3399 | 0 | 0 | 1495.3399 | 1495.4 | -0.060079
7653 | 83.17 | 0 | 214.61 | 0 | 0 | 0 | 0 | 0 | 0 | 0 | 0 | 1657.47 | 83.17 | 0 | 0 | 0 | 1495.3399 | 0 | 0 | 1495.3399 | 1495.4 | -0.060079
7654 | 83.17 | 0 | 210.42 | 0 | 0 | 0 | 0 | 0 | 0 | 0 | 0 | 1657.47 | 83.17 | 0 | 0 | 0 | 1495.3399 | 0 | 0 | 1495.3399 | 1495.4 | -0.060079
7655 | 83.17 | 0 | 206.23 | 0 | 0 | 0 | 0 | 0 | 0 | 0 | 0 | 1657.47 | 83.17 | 0 | 0 | 0 | 1495.3399 | 0 | 0 | 1495.3399 | 1495.4 | -0.060079
7656 | 83.17 | 0 | 202.04 | 0 | 0 | 0 | 0 | 0 | 0 | 0 | 0 | 1657.47 | 83.17 | 0 | 0 | 0 | 1495.3399 | 0 | 0 | 1495.3399 | 1495.4 | -0.060079
7657 | 83.17 | 0 | 197.85 | 0 | 0 | 0 | 0 | 0 | 0 | 0 | 0 | 1657.47 | 83.17 | 0 | 0 | 0 | 1495.3399 | 0 | 0 | 1495.3399 | 1495.4 | -0.060079
7658 | 83.17 | 0 | 193.66 | 0 | 0 | 0 | 0 | 0 | 0 | 0 | 0 | 1657.47 | 83.17 | 0 | 0 | 0 | 1495.3399 | 0 | 0 | 1495.3399 | 1495.4 | -0.060079
7659 | 83.17 | 0 | 189.47 | 0 | 0 | 0 | 0 | 0 | 0 | 0 | 0 | 1657.47 | 83.17 | 0 | 0 | 0 | 1495.3399 | 0 | 0 | 1495.3399 | 1495.4 | -0.060079
7660 | 83.17 | 0 | 185.27 | 0 | 0 | 0 | 0 | 0 | 0 | 0 | 0 | 1657.47 | 83.17 | 0 | 0 | 0 | 1495.3399 | 0 | 0 | 1495.3399 | 1495.4 | -0.060079
7661 | 83.17 | 0 | 181.08 | 0 | 0 | 0 | 0 | 0 | 0 | 0 | 0 | 1657.47 | 83.17 | 0 | 0 | 0 | 1495.3399 | 0 | 0 | 1495.3399 | 1495.4 | -0.060079
7662 | 83.17 | 0 | 176.89 | 0 | 0 | 0 | 0 | 0 | 0 | 0 | 0 | 1657.47 | 83.17 | 0 | 0 | 0 | 1495.3399 | 0 | 0 | 1495.3399 | 1495.4 | -0.060079
7663 | 83.17 | 0 | 172.7 | 0 | 0 | 0 | 0 | 0 | 0 | 0 | 0 | 1657.47 | 83.17 | 0 | 0 | 0 | 1495.3399 | 0 | 0 | 1495.3399 | 1495.4 | -0.060079
7664 | 100 | 0 | 178.84 | 0 | 0 | 0 | 0 | 0 | 0 | 0 | 0 | 1657.47 | 60.95 | 39.05 | 0 | 0 | 1495.3399 | 1845.7277 | 39.05 | 3341.0677 | 3341.32 | -0.25234
7665 | 100 | 0 | 184.97 | 0 | 0 | 0 | 0 | 0 | 0 | 0 | 0 | 1657.47 | 0.48 | 99.52 | 0 | 0 | 1495.3399 | 4703.888 | 99.52 | 6199.2279 | 6199.2 | 0.027886
7666 | 100 | 0 | 191.11 | 0 | 0 | 0 | 0 | 0 | 0 | 0 | 0 | 1657.47 | 0 | 146.94 | 46.94 | 0 | 1495.3399 | 4726.5755 | 100 | 6221.9154 | 6221.98 | -0.064551
7667 | 100 | 0 | 197.25 | 0 | 0 | 0 | 0 | 0 | 0 | 0 | 0 | 1657.47 | 0 | 176.62 | 76.62 | 0 | 1495.3399 | 4726.5755 | 100 | 6221.9154 | 6221.98 | -0.064551
7668 | 100 | 0 | 203.38 | 0 | 0 | 0 | 0 | 0 | 0 | 0 | 0 | 1657.47 | 0 | 190.95 | 90.95 | 0 | 1495.3399 | 4726.5755 | 100 | 6221.9154 | 6221.98 | -0.064551
7669 | 100 | 0 | 209.52 | 0 | 0 | 0 | 0 | 0 | 0 | 0 | 0 | 1657.47 | 0 | 188.58 | 88.58 | 0 | 1495.3399 | 4726.5755 | 100 | 6221.9154 | 6221.98 | -0.064551
7670 | 100 | 0 | 215.65 | 0 | 0 | 0 | 0 | 0 | 0 | 0 | 0 | 1657.47 | 0 | 170.72 | 70.72 | 0 | 1495.3399 | 4726.5755 | 100 | 6221.9154 | 6221.98 | -0.064551
7671 | 100 | 0 | 221.79 | 0 | 0 | 0 | 0 | 0 | 0 | 0 | 0 | 1657.47 | 0 | 135.66 | 35.66 | 0 | 1495.3399 | 4726.5755 | 100 | 6221.9154 | 6221.98 | -0.064551
7672 | 100 | 0 | 227.93 | 0 | 0 | 0 | 0 | 0 | 0 | 0 | 0 | 1657.47 | 15.8 | 84.2 | 0 | 0 | 1495.3399 | 3979.7766 | 84.2 | 5475.1165 | 5475.18 | -0.063485
7673 | 100 | 0 | 234.06 | 0 | 0 | 0 | 0 | 0 | 0 | 0 | 0 | 1657.47 | 79.11 | 20.89 | 0 | 0 | 1495.3399 | 987.3816 | 20.89 | 2482.7215 | 2482.78 | -0.058452
7674 | 83.17 | 0 | 229.87 | 0 | 0 | 0 | 0 | 0 | 0 | 0 | 0 | 1657.47 | 83.17 | 0 | 0 | 0 | 1495.3399 | 0 | 0 | 1495.3399 | 1495.4 | -0.060079
7675 | 83.17 | 0 | 225.68 | 0 | 0 | 0 | 0 | 0 | 0 | 0 | 0 | 1657.47 | 83.17 | 0 | 0 | 0 | 1495.3399 | 0 | 0 | 1495.3399 | 1495.4 | -0.060079
7676 | 83.17 | 0 | 221.49 | 0 | 0 | 0 | 0 | 0 | 0 | 0 | 0 | 1657.47 | 83.17 | 0 | 0 | 0 | 1495.3399 | 0 | 0 | 1495.3399 | 1495.4 | -0.060079
7677 | 83.17 | 0 | 217.3 | 0 | 0 | 0 | 0 | 0 | 0 | 0 | 0 | 1657.47 | 83.17 | 0 | 0 | 0 | 1495.3399 | 0 | 0 | 1495.3399 | 1495.4 | -0.060079
7678 | 83.17 | 0 | 213.11 | 0 | 0 | 0 | 0 | 0 | 0 | 0 | 0 | 1657.47 | 83.17 | 0 | 0 | 0 | 1495.3399 | 0 | 0 | 1495.3399 | 1495.4 | -0.060079
7679 | 83.17 | 0 | 208.91 | 0 | 0 | 0 | 0 | 0 | 0 | 0 | 0 | 1657.47 | 83.17 | 0 | 0 | 0 | 1495.3399 | 0 | 0 | 1495.3399 | 1495.4 | -0.060079
7680 | 83.17 | 0 | 204.72 | 0 | 0 | 0 | 0 | 0 | 0 | 0 | 0 | 1657.47 | 83.17 | 0 | 0 | 0 | 1495.3399 | 0 | 0 | 1495.3399 | 1495.4 | -0.060079
7681 | 83.17 | 0 | 200.53 | 0 | 0 | 0 | 0 | 0 | 0 | 0 | 0 | 1657.47 | 83.17 | 0 | 0 | 0 | 1495.3399 | 0 | 0 | 1495.3399 | 1495.4 | -0.060079
7682 | 83.17 | 0 | 196.34 | 0 | 0 | 0 | 0 | 0 | 0 | 0 | 0 | 1657.47 | 83.17 | 0 | 0 | 0 | 1495.3399 | 0 | 0 | 1495.3399 | 1495.4 | -0.060079
7683 | 83.17 | 0 | 192.15 | 0 | 0 | 0 | 0 | 0 | 0 | 0 | 0 | 1657.47 | 83.17 | 0 | 0 | 0 | 1495.3399 | 0 | 0 | 1495.3399 | 1495.4 | -0.060079
7684 | 83.17 | 0 | 187.96 | 0 | 0 | 0 | 0 | 0 | 0 | 0 | 0 | 1657.47 | 83.17 | 0 | 0 | 0 | 1495.3399 | 0 | 0 | 1495.3399 | 1495.4 | -0.060079
7685 | 83.17 | 0 | 183.77 | 0 | 0 | 0 | 0 | 0 | 0 | 0 | 0 | 1657.47 | 83.17 | 0 | 0 | 0 | 1495.3399 | 0 | 0 | 1495.3399 | 1495.4 | -0.060079
7686 | 83.17 | 0 | 179.58 | 0 | 0 | 0 | 0 | 0 | 0 | 0 | 0 | 1657.47 | 83.17 | 0 | 0 | 0 | 1495.3399 | 0 | 0 | 1495.3399 | 1495.4 | -0.060079
7687 | 83.17 | 0 | 175.38 | 0 | 0 | 0 | 0 | 0 | 0 | 0 | 0 | 1657.47 | 83.17 | 0 | 0 | 0 | 1495.3399 | 0 | 0 | 1495.3399 | 1495.4 | -0.060079
7688 | 100 | 0 | 181.52 | 0 | 0 | 0 | 0 | 0 | 0 | 0 | 0 | 1657.47 | 59.82 | 40.18 | 0 | 0 | 1495.3399 | 1899.138 | 40.18 | 3394.478 | 3394.64 | -0.16203
7689 | 100 | 0 | 187.66 | 0 | 0 | 0 | 0 | 0 | 0 | 0 | 0 | 1657.47 | 0 | 101.93 | 1.93 | 0 | 1495.3399 | 4726.5755 | 100 | 6221.9154 | 6221.98 | -0.064551
7690 | 100 | 0 | 193.79 | 0 | 0 | 0 | 0 | 0 | 0 | 0 | 0 | 1657.47 | 0 | 148.66 | 48.66 | 0 | 1495.3399 | 4726.5755 | 100 | 6221.9154 | 6221.98 | -0.064551
7691 | 100 | 0 | 199.93 | 0 | 0 | 0 | 0 | 0 | 0 | 0 | 0 | 1657.47 | 0 | 177.34 | 77.34 | 0 | 1495.3399 | 4726.5755 | 100 | 6221.9154 | 6221.98 | -0.064551
7692 | 100 | 0 | 206.07 | 0 | 0 | 0 | 0 | 0 | 0 | 0 | 0 | 1657.47 | 0 | 189.81 | 89.81 | 0 | 1495.3399 | 4726.5755 | 100 | 6221.9154 | 6221.98 | -0.064551
7693 | 100 | 0 | 212.2 | 0 | 0 | 0 | 0 | 0 | 0 | 0 | 0 | 1657.47 | 0 | 186.33 | 86.33 | 0 | 1495.3399 | 4726.5755 | 100 | 6221.9154 | 6221.98 | -0.064551
7694 | 100 | 0 | 218.34 | 0 | 0 | 0 | 0 | 0 | 0 | 0 | 0 | 1657.47 | 0 | 167.19 | 67.19 | 0 | 1495.3399 | 4726.5755 | 100 | 6221.9154 | 6221.98 | -0.064551
7695 | 100 | 0 | 224.47 | 0 | 0 | 0 | 0 | 0 | 0 | 0 | 0 | 1657.47 | 0 | 134.63 | 34.63 | 0 | 1495.3399 | 4726.5755 | 100 | 6221.9154 | 6221.98 | -0.064551
7696 | 100 | 0 | 230.61 | 0 | 0 | 0 | 0 | 0 | 0 | 0 | 0 | 1657.47 | 15.09 | 84.91 | 0 | 0 | 1495.3399 | 4013.3353 | 84.91 | 5508.6752 | 5508.74 | -0.064798
7697 | 100 | 0 | 236.75 | 0 | 0 | 0 | 0 | 0 | 0 | 0 | 0 | 1657.47 | 77.13 | 22.87 | 0 | 0 | 1495.3399 | 1080.9678 | 22.87 | 2576.3077 | 2576.28 | 0.027744
7698 | 83.17 | 0 | 232.56 | 0 | 0 | 0 | 0 | 0 | 0 | 0 | 0 | 1657.47 | 83.17 | 0 | 0 | 0 | 1495.3399 | 0 | 0 | 1495.3399 | 1495.4 | -0.060079
7699 | 83.17 | 0 | 228.36 | 0 | 0 | 0 | 0 | 0 | 0 | 0 | 0 | 1657.47 | 83.17 | 0 | 0 | 0 | 1495.3399 | 0 | 0 | 1495.3399 | 1495.4 | -0.060079
7700 | 83.17 | 0 | 224.17 | 0 | 0 | 0 | 0 | 0 | 0 | 0 | 0 | 1657.47 | 83.17 | 0 | 0 | 0 | 1495.3399 | 0 | 0 | 1495.3399 | 1495.4 | -0.060079
7701 | 83.17 | 0 | 219.98 | 0 | 0 | 0 | 0 | 0 | 0 | 0 | 0 | 1657.47 | 83.17 | 0 | 0 | 0 | 1495.3399 | 0 | 0 | 1495.3399 | 1495.4 | -0.060079
7702 | 83.17 | 0 | 215.79 | 0 | 0 | 0 | 0 | 0 | 0 | 0 | 0 | 1657.47 | 83.17 | 0 | 0 | 0 | 1495.3399 | 0 | 0 | 1495.3399 | 1495.4 | -0.060079
7703 | 83.17 | 0 | 211.6 | 0 | 0 | 0 | 0 | 0 | 0 | 0 | 0 | 1657.47 | 83.17 | 0 | 0 | 0 | 1495.3399 | 0 | 0 | 1495.3399 | 1495.4 | -0.060079
7704 | 83.17 | 0 | 207.41 | 0 | 0 | 0 | 0 | 0 | 0 | 0 | 0 | 1657.47 | 83.17 | 0 | 0 | 0 | 1495.3399 | 0 | 0 | 1495.3399 | 1495.4 | -0.060079
7705 | 83.17 | 0 | 203.22 | 0 | 0 | 0 | 0 | 0 | 0 | 0 | 0 | 1657.47 | 83.17 | 0 | 0 | 0 | 1495.3399 | 0 | 0 | 1495.3399 | 1495.4 | -0.060079
7706 | 83.17 | 0 | 199.02 | 0 | 0 | 0 | 0 | 0 | 0 | 0 | 0 | 1657.47 | 83.17 | 0 | 0 | 0 | 1495.3399 | 0 | 0 | 1495.3399 | 1495.4 | -0.060079
7707 | 83.17 | 0 | 194.83 | 0 | 0 | 0 | 0 | 0 | 0 | 0 | 0 | 1657.47 | 83.17 | 0 | 0 | 0 | 1495.3399 | 0 | 0 | 1495.3399 | 1495.4 | -0.060079
7708 | 83.17 | 0 | 190.64 | 0 | 0 | 0 | 0 | 0 | 0 | 0 | 0 | 1657.47 | 83.17 | 0 | 0 | 0 | 1495.3399 | 0 | 0 | 1495.3399 | 1495.4 | -0.060079
7709 | 83.17 | 0 | 186.45 | 0 | 0 | 0 | 0 | 0 | 0 | 0 | 0 | 1657.47 | 83.17 | 0 | 0 | 0 | 1495.3399 | 0 | 0 | 1495.3399 | 1495.4 | -0.060079
7710 | 83.17 | 0 | 182.26 | 0 | 0 | 0 | 0 | 0 | 0 | 0 | 0 | 1657.47 | 83.17 | 0 | 0 | 0 | 1495.3399 | 0 | 0 | 1495.3399 | 1495.4 | -0.060079
7711 | 83.17 | 0 | 178.07 | 0 | 0 | 0 | 0 | 0 | 0 | 0 | 0 | 1657.47 | 83.17 | 0 | 0 | 0 | 1495.3399 | 0 | 0 | 1495.3399 | 1495.4 | -0.060079
7712 | 100 | 0 | 184.2 | 0 | 0 | 0 | 0 | 0 | 0 | 0 | 0 | 1657.47 | 63.61 | 36.39 | 0 | 0 | 1495.3399 | 1720.0008 | 36.39 | 3215.3408 | 3215.22 | 0.12076
7713 | 100 | 0 | 190.34 | 0 | 0 | 0 | 0 | 0 | 0 | 0 | 0 | 1657.47 | 2.83 | 97.17 | 0 | 0 | 1495.3399 | 4592.8134 | 97.17 | 6088.1534 | 6088.03 | 0.12336
7714 | 100 | 0 | 196.48 | 0 | 0 | 0 | 0 | 0 | 0 | 0 | 0 | 1657.47 | 0 | 145.24 | 45.24 | 0 | 1495.3399 | 4726.5755 | 100 | 6221.9154 | 6221.98 | -0.064551
7715 | 100 | 0 | 202.61 | 0 | 0 | 0 | 0 | 0 | 0 | 0 | 0 | 1657.47 | 0 | 173.03 | 73.03 | 0 | 1495.3399 | 4726.5755 | 100 | 6221.9154 | 6221.98 | -0.064551
7716 | 100 | 0 | 208.75 | 0 | 0 | 0 | 0 | 0 | 0 | 0 | 0 | 1657.47 | 0 | 183.86 | 83.86 | 0 | 1495.3399 | 4726.5755 | 100 | 6221.9154 | 6221.98 | -0.064551
7717 | 100 | 0 | 214.89 | 0 | 0 | 0 | 0 | 0 | 0 | 0 | 0 | 1657.47 | 0 | 179.38 | 79.38 | 0 | 1495.3399 | 4726.5755 | 100 | 6221.9154 | 6221.98 | -0.064551
7718 | 100 | 0 | 221.02 | 0 | 0 | 0 | 0 | 0 | 0 | 0 | 0 | 1657.47 | 0 | 162.03 | 62.03 | 0 | 1495.3399 | 4726.5755 | 100 | 6221.9154 | 6221.98 | -0.064551
7719 | 100 | 0 | 227.16 | 0 | 0 | 0 | 0 | 0 | 0 | 0 | 0 | 1657.47 | 0 | 128.58 | 28.58 | 0 | 1495.3399 | 4726.5755 | 100 | 6221.9154 | 6221.98 | -0.064551
7720 | 100 | 0 | 233.29 | 0 | 0 | 0 | 0 | 0 | 0 | 0 | 0 | 1657.47 | 19.87 | 80.13 | 0 | 0 | 1495.3399 | 3787.405 | 80.13 | 5282.7449 | 5282.9 | -0.15511
7721 | 100 | 0 | 239.43 | 0 | 0 | 0 | 0 | 0 | 0 | 0 | 0 | 1657.47 | 80.71 | 19.29 | 0 | 0 | 1495.3399 | 911.7564 | 19.29 | 2407.0963 | 2407.18 | -0.08366
7722 | 83.17 | 0 | 235.24 | 0 | 0 | 0 | 0 | 0 | 0 | 0 | 0 | 1657.47 | 83.17 | 0 | 0 | 0 | 1495.3399 | 0 | 0 | 1495.3399 | 1495.4 | -0.060079
7723 | 83.17 | 0 | 231.05 | 0 | 0 | 0 | 0 | 0 | 0 | 0 | 0 | 1657.47 | 83.17 | 0 | 0 | 0 | 1495.3399 | 0 | 0 | 1495.3399 | 1495.4 | -0.060079
7724 | 83.17 | 0 | 226.86 | 0 | 0 | 0 | 0 | 0 | 0 | 0 | 0 | 1657.47 | 83.17 | 0 | 0 | 0 | 1495.3399 | 0 | 0 | 1495.3399 | 1495.4 | -0.060079
7725 | 83.17 | 0 | 222.66 | 0 | 0 | 0 | 0 | 0 | 0 | 0 | 0 | 1657.47 | 83.17 | 0 | 0 | 0 | 1495.3399 | 0 | 0 | 1495.3399 | 1495.4 | -0.060079
7726 | 83.17 | 0 | 218.47 | 0 | 0 | 0 | 0 | 0 | 0 | 0 | 0 | 1657.47 | 83.17 | 0 | 0 | 0 | 1495.3399 | 0 | 0 | 1495.3399 | 1495.4 | -0.060079
7727 | 83.17 | 0 | 214.28 | 0 | 0 | 0 | 0 | 0 | 0 | 0 | 0 | 1657.47 | 83.17 | 0 | 0 | 0 | 1495.3399 | 0 | 0 | 1495.3399 | 1495.4 | -0.060079
7728 | 83.17 | 0 | 210.09 | 0 | 0 | 0 | 0 | 0 | 0 | 0 | 0 | 1657.47 | 83.17 | 0 | 0 | 0 | 1495.3399 | 0 | 0 | 1495.3399 | 1495.4 | -0.060079
7729 | 83.17 | 0 | 205.9 | 0 | 0 | 0 | 0 | 0 | 0 | 0 | 0 | 1657.47 | 83.17 | 0 | 0 | 0 | 1495.3399 | 0 | 0 | 1495.3399 | 1495.4 | -0.060079
7730 | 83.17 | 0 | 201.71 | 0 | 0 | 0 | 0 | 0 | 0 | 0 | 0 | 1657.47 | 83.17 | 0 | 0 | 0 | 1495.3399 | 0 | 0 | 1495.3399 | 1495.4 | -0.060079
7731 | 83.17 | 0 | 197.52 | 0 | 0 | 0 | 0 | 0 | 0 | 0 | 0 | 1657.47 | 83.17 | 0 | 0 | 0 | 1495.3399 | 0 | 0 | 1495.3399 | 1495.4 | -0.060079
7732 | 83.17 | 0 | 193.33 | 0 | 0 | 0 | 0 | 0 | 0 | 0 | 0 | 1657.47 | 83.17 | 0 | 0 | 0 | 1495.3399 | 0 | 0 | 1495.3399 | 1495.4 | -0.060079
7733 | 83.17 | 0 | 189.13 | 0 | 0 | 0 | 0 | 0 | 0 | 0 | 0 | 1657.47 | 83.17 | 0 | 0 | 0 | 1495.3399 | 0 | 0 | 1495.3399 | 1495.4 | -0.060079
7734 | 83.17 | 0 | 184.94 | 0 | 0 | 0 | 0 | 0 | 0 | 0 | 0 | 1657.47 | 83.17 | 0 | 0 | 0 | 1495.3399 | 0 | 0 | 1495.3399 | 1495.4 | -0.060079
7735 | 83.17 | 0 | 180.75 | 0 | 0 | 0 | 0 | 0 | 0 | 0 | 0 | 1657.47 | 83.17 | 0 | 0 | 0 | 1495.3399 | 0 | 0 | 1495.3399 | 1495.4 | -0.060079
7736 | 83.44 | 0 | 176.72 | 0 | 0 | 0 | 0 | 0 | 0 | 0 | 0 | 1657.47 | 83.17 | 0.27 | 0 | 0 | 1495.3399 | 12.7618 | 0.27 | 1508.1017 | 1508.04 | 0.061675
7737 | 87.92 | 0 | 175.45 | 0 | 0 | 0 | 0 | 0 | 0 | 0 | 0 | 1657.47 | 83.17 | 4.75 | 0 | 0 | 1495.3399 | 224.5123 | 4.75 | 1719.8523 | 1719.94 | -0.087742
7738 | 91.88 | 0 | 176.6 | 0 | 0 | 0 | 0 | 0 | 0 | 0 | 0 | 1657.47 | 83.17 | 8.71 | 0 | 0 | 1495.3399 | 411.6847 | 8.71 | 1907.0246 | 1907.24 | -0.21535
7739 | 96.04 | 0 | 180.31 | 0 | 0 | 0 | 0 | 0 | 0 | 0 | 0 | 1657.47 | 83.17 | 12.87 | 0 | 0 | 1495.3399 | 608.3103 | 12.87 | 2103.6502 | 2103.88 | -0.22981
7740 | 100 | 0 | 186.45 | 0 | 0 | 0 | 0 | 0 | 0 | 0 | 0 | 1657.47 | 12.81 | 87.19 | 0 | 0 | 1495.3399 | 4121.1012 | 87.19 | 5616.4411 | 5616.69 | -0.24888
7741 | 100 | 0 | 192.58 | 0 | 0 | 0 | 0 | 0 | 0 | 0 | 0 | 1657.47 | 65.09 | 34.91 | 0 | 0 | 1495.3399 | 1650.0475 | 34.91 | 3145.3874 | 3145.64 | -0.25256
7742 | 92.99 | 0 | 194.42 | 0 | 0 | 0 | 0 | 0 | 0 | 0 | 0 | 1657.47 | 83.17 | 9.82 | 0 | 0 | 1495.3399 | 464.1497 | 9.82 | 1959.4896 | 1959.66 | -0.17036
7743 | 96.54 | 0 | 198.43 | 0 | 0 | 0 | 0 | 0 | 0 | 0 | 0 | 1657.47 | 83.17 | 13.37 | 0 | 0 | 1495.3399 | 631.9431 | 13.37 | 2127.2831 | 2127.22 | 0.063069
7744 | 89.7 | 0 | 198.25 | 0 | 0 | 0 | 0 | 0 | 0 | 0 | 0 | 1657.47 | 83.17 | 6.53 | 0 | 0 | 1495.3399 | 308.6454 | 6.53 | 1803.9853 | 1804.25 | -0.2647
7745 | 83.17 | 0 | 194.06 | 0 | 0 | 0 | 0 | 0 | 0 | 0 | 0 | 1657.47 | 83.17 | 0 | 0 | 0 | 1495.3399 | 0 | 0 | 1495.3399 | 1495.4 | -0.060079
7746 | 83.17 | 0 | 189.87 | 0 | 0 | 0 | 0 | 0 | 0 | 0 | 0 | 1657.47 | 83.17 | 0 | 0 | 0 | 1495.3399 | 0 | 0 | 1495.3399 | 1495.4 | -0.060079
7747 | 83.17 | 0 | 185.68 | 0 | 0 | 0 | 0 | 0 | 0 | 0 | 0 | 1657.47 | 83.17 | 0 | 0 | 0 | 1495.3399 | 0 | 0 | 1495.3399 | 1495.4 | -0.060079
7748 | 83.17 | 0 | 181.49 | 0 | 0 | 0 | 0 | 0 | 0 | 0 | 0 | 1657.47 | 83.17 | 0 | 0 | 0 | 1495.3399 | 0 | 0 | 1495.3399 | 1495.4 | -0.060079
7749 | 83.17 | 0 | 177.29 | 0 | 0 | 0 | 0 | 0 | 0 | 0 | 0 | 1657.47 | 83.17 | 0 | 0 | 0 | 1495.3399 | 0 | 0 | 1495.3399 | 1495.4 | -0.060079
7750 | 83.17 | 0 | 173.1 | 0 | 0 | 0 | 0 | 0 | 0 | 0 | 0 | 1657.47 | 83.17 | 0 | 0 | 0 | 1495.3399 | 0 | 0 | 1495.3399 | 1495.4 | -0.060079
7751 | 83.17 | 0 | 168.91 | 0 | 0 | 0 | 0 | 0 | 0 | 0 | 0 | 1657.47 | 83.17 | 0 | 0 | 0 | 1495.3399 | 0 | 0 | 1495.3399 | 1495.4 | -0.060079
7752 | 83.17 | 0 | 164.72 | 0 | 0 | 0 | 0 | 0 | 0 | 0 | 0 | 1657.47 | 83.17 | 0 | 0 | 0 | 1495.3399 | 0 | 0 | 1495.3399 | 1495.4 | -0.060079
7753 | 83.17 | 0 | 160.53 | 0 | 0 | 0 | 0 | 0 | 0 | 0 | 0 | 1657.47 | 83.17 | 0 | 0 | 0 | 1495.3399 | 0 | 0 | 1495.3399 | 1495.4 | -0.060079
7754 | 83.17 | 0 | 156.34 | 0 | 0 | 0 | 0 | 0 | 0 | 0 | 0 | 1657.47 | 83.17 | 0 | 0 | 0 | 1495.3399 | 0 | 0 | 1495.3399 | 1495.4 | -0.060079
7755 | 83.17 | 0 | 152.15 | 0 | 0 | 0 | 0 | 0 | 0 | 0 | 0 | 1657.47 | 83.17 | 0 | 0 | 0 | 1495.3399 | 0 | 0 | 1495.3399 | 1495.4 | -0.060079
7756 | 83.17 | 0 | 147.95 | 0 | 0 | 0 | 0 | 0 | 0 | 0 | 0 | 1657.47 | 83.17 | 0 | 0 | 0 | 1495.3399 | 0 | 0 | 1495.3399 | 1495.4 | -0.060079
7757 | 83.17 | 0 | 143.76 | 0 | 0 | 0 | 0 | 0 | 0 | 0 | 0 | 1657.47 | 83.17 | 0 | 0 | 0 | 1495.3399 | 0 | 0 | 1495.3399 | 1495.4 | -0.060079
7758 | 83.17 | 0 | 139.57 | 0 | 0 | 0 | 0 | 0 | 0 | 0 | 0 | 1657.47 | 83.17 | 0 | 0 | 0 | 1495.3399 | 0 | 0 | 1495.3399 | 1495.4 | -0.060079
7759 | 83.17 | 0 | 135.38 | 0 | 0 | 0 | 0 | 0 | 0 | 0 | 0 | 1657.47 | 83.17 | 0 | 0 | 0 | 1495.3399 | 0 | 0 | 1495.3399 | 1495.4 | -0.060079
7760 | 85.15 | 0 | 132.41 | 0 | 0 | 0 | 0 | 0 | 0 | 0 | 0 | 1657.47 | 83.17 | 1.98 | 0 | 0 | 1495.3399 | 93.5862 | 1.98 | 1588.9261 | 1589.11 | -0.18388
7761 | 93.9 | 0 | 134.8 | 0 | 0 | 0 | 0 | 0 | 0 | 0 | 0 | 1657.47 | 83.17 | 10.73 | 0 | 0 | 1495.3399 | 507.1616 | 10.73 | 2002.5015 | 2002.48 | 0.021475
7762 | 100 | 0 | 140.93 | 0 | 0 | 0 | 0 | 0 | 0 | 0 | 0 | 1657.47 | 80.79 | 19.21 | 0 | 0 | 1495.3399 | 907.9752 | 19.21 | 2403.3151 | 2403.18 | 0.13508
7763 | 100 | 0 | 147.07 | 0 | 0 | 0 | 0 | 0 | 0 | 0 | 0 | 1657.47 | 76.85 | 23.15 | 0 | 0 | 1495.3399 | 1094.2022 | 23.15 | 2589.5422 | 2589.79 | -0.24784
7764 | 100 | 0 | 153.21 | 0 | 0 | 0 | 0 | 0 | 0 | 0 | 0 | 1657.47 | 79.47 | 20.53 | 0 | 0 | 1495.3399 | 970.366 | 20.53 | 2465.7059 | 2465.86 | -0.15412
7765 | 91.38 | 0 | 154.05 | 0 | 0 | 0 | 0 | 0 | 0 | 0 | 0 | 1657.47 | 83.17 | 8.21 | 0 | 0 | 1495.3399 | 388.0519 | 8.21 | 1883.3918 | 1883.47 | -0.078228
7766 | 92.85 | 0 | 155.8 | 0 | 0 | 0 | 0 | 0 | 0 | 0 | 0 | 1657.47 | 83.17 | 9.67 | 0 | 0 | 1495.3399 | 457.0599 | 9.67 | 1952.3998 | 1952.68 | -0.28023
7767 | 91.8 | 0 | 156.9 | 0 | 0 | 0 | 0 | 0 | 0 | 0 | 0 | 1657.47 | 83.17 | 8.62 | 0 | 0 | 1495.3399 | 407.4308 | 8.62 | 1902.7707 | 1903.05 | -0.27927
7768 | 87.43 | 0 | 155.32 | 0 | 0 | 0 | 0 | 0 | 0 | 0 | 0 | 1657.47 | 83.17 | 4.25 | 0 | 0 | 1495.3399 | 200.8795 | 4.25 | 1696.2194 | 1696.51 | -0.29062
7769 | 83.17 | 0 | 151.13 | 0 | 0 | 0 | 0 | 0 | 0 | 0 | 0 | 1657.47 | 83.17 | 0 | 0 | 0 | 1495.3399 | 0 | 0 | 1495.3399 | 1495.4 | -0.060079
7770 | 83.17 | 0 | 146.94 | 0 | 0 | 0 | 0 | 0 | 0 | 0 | 0 | 1657.47 | 83.17 | 0 | 0 | 0 | 1495.3399 | 0 | 0 | 1495.3399 | 1495.4 | -0.060079
7771 | 83.17 | 0 | 142.75 | 0 | 0 | 0 | 0 | 0 | 0 | 0 | 0 | 1657.47 | 83.17 | 0 | 0 | 0 | 1495.3399 | 0 | 0 | 1495.3399 | 1495.4 | -0.060079
7772 | 83.17 | 0 | 138.56 | 0 | 0 | 0 | 0 | 0 | 0 | 0 | 0 | 1657.47 | 83.17 | 0 | 0 | 0 | 1495.3399 | 0 | 0 | 1495.3399 | 1495.4 | -0.060079
7773 | 83.17 | 0 | 134.36 | 0 | 0 | 0 | 0 | 0 | 0 | 0 | 0 | 1657.47 | 83.17 | 0 | 0 | 0 | 1495.3399 | 0 | 0 | 1495.3399 | 1495.4 | -0.060079
7774 | 83.17 | 0 | 130.17 | 0 | 0 | 0 | 0 | 0 | 0 | 0 | 0 | 1657.47 | 83.17 | 0 | 0 | 0 | 1495.3399 | 0 | 0 | 1495.3399 | 1495.4 | -0.060079
7775 | 83.17 | 0 | 125.98 | 0 | 0 | 0 | 0 | 0 | 0 | 0 | 0 | 1657.47 | 83.17 | 0 | 0 | 0 | 1495.3399 | 0 | 0 | 1495.3399 | 1495.4 | -0.060079
7776 | 83.17 | 0 | 121.79 | 0 | 0 | 0 | 0 | 0 | 0 | 0 | 0 | 1657.47 | 83.17 | 0 | 0 | 0 | 1495.3399 | 0 | 0 | 1495.3399 | 1495.4 | -0.060079
7777 | 83.17 | 0 | 117.6 | 0 | 0 | 0 | 0 | 0 | 0 | 0 | 0 | 1657.47 | 83.17 | 0 | 0 | 0 | 1495.3399 | 0 | 0 | 1495.3399 | 1495.4 | -0.060079
7778 | 83.17 | 0 | 113.41 | 0 | 0 | 0 | 0 | 0 | 0 | 0 | 0 | 1657.47 | 83.17 | 0 | 0 | 0 | 1495.3399 | 0 | 0 | 1495.3399 | 1495.4 | -0.060079
7779 | 83.17 | 0 | 109.22 | 0 | 0 | 0 | 0 | 0 | 0 | 0 | 0 | 1657.47 | 83.17 | 0 | 0 | 0 | 1495.3399 | 0 | 0 | 1495.3399 | 1495.4 | -0.060079
7780 | 83.17 | 0 | 105.02 | 0 | 0 | 0 | 0 | 0 | 0 | 0 | 0 | 1657.47 | 83.17 | 0 | 0 | 0 | 1495.3399 | 0 | 0 | 1495.3399 | 1495.4 | -0.060079
7781 | 83.17 | 0 | 100.83 | 0 | 0 | 0 | 0 | 0 | 0 | 0 | 0 | 1657.47 | 83.17 | 0 | 0 | 0 | 1495.3399 | 0 | 0 | 1495.3399 | 1495.4 | -0.060079
7782 | 83.17 | 0 | 96.64 | 0 | 0 | 0 | 0 | 0 | 0 | 0 | 0 | 1657.47 | 83.17 | 0 | 0 | 0 | 1495.3399 | 0 | 0 | 1495.3399 | 1495.4 | -0.060079
7783 | 83.17 | 0 | 92.45 | 0 | 0 | 0 | 0 | 0 | 0 | 0 | 0 | 1657.47 | 83.17 | 0 | 0 | 0 | 1495.3399 | 0 | 0 | 1495.3399 | 1495.4 | -0.060079
7784 | 100 | 0 | 98.59 | 0 | 0 | 0 | 0 | 0 | 0 | 0 | 0 | 1657.47 | 70.34 | 29.66 | 0 | 0 | 1495.3399 | 1401.9023 | 29.66 | 2897.2422 | 2897.12 | 0.12222
7785 | 100 | 0 | 104.72 | 0 | 0 | 0 | 0 | 0 | 0 | 0 | 0 | 1657.47 | 11.78 | 88.22 | 0 | 0 | 1495.3399 | 4169.7849 | 88.22 | 5665.1249 | 5665.19 | -0.065148
7786 | 100 | 0 | 110.86 | 0 | 0 | 0 | 0 | 0 | 0 | 0 | 0 | 1657.47 | 0 | 133.6 | 33.6 | 0 | 1495.3399 | 4726.5755 | 100 | 6221.9154 | 6221.98 | -0.064551
7787 | 100 | 0 | 117 | 0 | 0 | 0 | 0 | 0 | 0 | 0 | 0 | 1657.47 | 0 | 160.7 | 60.7 | 0 | 1495.3399 | 4726.5755 | 100 | 6221.9154 | 6221.98 | -0.064551
7788 | 100 | 0 | 123.13 | 0 | 0 | 0 | 0 | 0 | 0 | 0 | 0 | 1657.47 | 0 | 173.63 | 73.63 | 0 | 1495.3399 | 4726.5755 | 100 | 6221.9154 | 6221.98 | -0.064551
7789 | 100 | 0 | 129.27 | 0 | 0 | 0 | 0 | 0 | 0 | 0 | 0 | 1657.47 | 0 | 171.26 | 71.26 | 0 | 1495.3399 | 4726.5755 | 100 | 6221.9154 | 6221.98 | -0.064551
7790 | 100 | 0 | 135.4 | 0 | 0 | 0 | 0 | 0 | 0 | 0 | 0 | 1657.47 | 0 | 156 | 56 | 0 | 1495.3399 | 4726.5755 | 100 | 6221.9154 | 6221.98 | -0.064551
7791 | 100 | 0 | 141.54 | 0 | 0 | 0 | 0 | 0 | 0 | 0 | 0 | 1657.47 | 0 | 123.92 | 23.92 | 0 | 1495.3399 | 4726.5755 | 100 | 6221.9154 | 6221.98 | -0.064551
7792 | 100 | 0 | 147.68 | 0 | 0 | 0 | 0 | 0 | 0 | 0 | 0 | 1657.47 | 23.16 | 76.84 | 0 | 0 | 1495.3399 | 3631.9006 | 76.84 | 5127.2406 | 5127.4 | -0.15944
7793 | 99.64 | 0 | 153.59 | 0 | 0 | 0 | 0 | 0 | 0 | 0 | 0 | 1657.47 | 83.17 | 16.46 | 0 | 0 | 1495.3399 | 777.9943 | 16.46 | 2273.3343 | 2273.62 | -0.28575
7794 | 83.17 | 0 | 149.4 | 0 | 0 | 0 | 0 | 0 | 0 | 0 | 0 | 1657.47 | 83.17 | 0 | 0 | 0 | 1495.3399 | 0 | 0 | 1495.3399 | 1495.4 | -0.060079
7795 | 83.17 | 0 | 145.21 | 0 | 0 | 0 | 0 | 0 | 0 | 0 | 0 | 1657.47 | 83.17 | 0 | 0 | 0 | 1495.3399 | 0 | 0 | 1495.3399 | 1495.4 | -0.060079
7796 | 83.17 | 0 | 141.01 | 0 | 0 | 0 | 0 | 0 | 0 | 0 | 0 | 1657.47 | 83.17 | 0 | 0 | 0 | 1495.3399 | 0 | 0 | 1495.3399 | 1495.4 | -0.060079
7797 | 83.17 | 0 | 136.82 | 0 | 0 | 0 | 0 | 0 | 0 | 0 | 0 | 1657.47 | 83.17 | 0 | 0 | 0 | 1495.3399 | 0 | 0 | 1495.3399 | 1495.4 | -0.060079
7798 | 83.17 | 0 | 132.63 | 0 | 0 | 0 | 0 | 0 | 0 | 0 | 0 | 1657.47 | 83.17 | 0 | 0 | 0 | 1495.3399 | 0 | 0 | 1495.3399 | 1495.4 | -0.060079
7799 | 83.17 | 0 | 128.44 | 0 | 0 | 0 | 0 | 0 | 0 | 0 | 0 | 1657.47 | 83.17 | 0 | 0 | 0 | 1495.3399 | 0 | 0 | 1495.3399 | 1495.4 | -0.060079
7800 | 83.17 | 0 | 124.25 | 0 | 0 | 0 | 0 | 0 | 0 | 0 | 0 | 1657.47 | 83.17 | 0 | 0 | 0 | 1495.3399 | 0 | 0 | 1495.3399 | 1495.4 | -0.060079
7801 | 83.17 | 0 | 120.06 | 0 | 0 | 0 | 0 | 0 | 0 | 0 | 0 | 1657.47 | 83.17 | 0 | 0 | 0 | 1495.3399 | 0 | 0 | 1495.3399 | 1495.4 | -0.060079
7802 | 83.17 | 0 | 115.87 | 0 | 0 | 0 | 0 | 0 | 0 | 0 | 0 | 1657.47 | 83.17 | 0 | 0 | 0 | 1495.3399 | 0 | 0 | 1495.3399 | 1495.4 | -0.060079
7803 | 83.17 | 0 | 111.68 | 0 | 0 | 0 | 0 | 0 | 0 | 0 | 0 | 1657.47 | 83.17 | 0 | 0 | 0 | 1495.3399 | 0 | 0 | 1495.3399 | 1495.4 | -0.060079
7804 | 83.17 | 0 | 107.48 | 0 | 0 | 0 | 0 | 0 | 0 | 0 | 0 | 1657.47 | 83.17 | 0 | 0 | 0 | 1495.3399 | 0 | 0 | 1495.3399 | 1495.4 | -0.060079
7805 | 83.17 | 0 | 103.29 | 0 | 0 | 0 | 0 | 0 | 0 | 0 | 0 | 1657.47 | 83.17 | 0 | 0 | 0 | 1495.3399 | 0 | 0 | 1495.3399 | 1495.4 | -0.060079
7806 | 83.17 | 0 | 99.1 | 0 | 0 | 0 | 0 | 0 | 0 | 0 | 0 | 1657.47 | 83.17 | 0 | 0 | 0 | 1495.3399 | 0 | 0 | 1495.3399 | 1495.4 | -0.060079
7807 | 83.17 | 0 | 94.91 | 0 | 0 | 0 | 0 | 0 | 0 | 0 | 0 | 1657.47 | 83.17 | 0 | 0 | 0 | 1495.3399 | 0 | 0 | 1495.3399 | 1495.4 | -0.060079
7808 | 100 | 0 | 101.05 | 0 | 0 | 0 | 0 | 0 | 0 | 0 | 0 | 1657.47 | 78.93 | 21.07 | 0 | 0 | 1495.3399 | 995.8895 | 21.07 | 2491.2294 | 2491.1 | 0.12938
7809 | 100 | 0 | 107.18 | 0 | 0 | 0 | 0 | 0 | 0 | 0 | 0 | 1657.47 | 33.22 | 66.78 | 0 | 0 | 1495.3399 | 3156.4071 | 66.78 | 4651.7471 | 4651.72 | 0.027058
7810 | 100 | 0 | 113.32 | 0 | 0 | 0 | 0 | 0 | 0 | 0 | 0 | 1657.47 | 0 | 104.95 | 4.95 | 0 | 1495.3399 | 4726.5755 | 100 | 6221.9154 | 6221.98 | -0.064551
7811 | 100 | 0 | 119.45 | 0 | 0 | 0 | 0 | 0 | 0 | 0 | 0 | 1657.47 | 0 | 107.05 | 7.05 | 0 | 1495.3399 | 4726.5755 | 100 | 6221.9154 | 6221.98 | -0.064551
7812 | 100 | 0 | 125.59 | 0 | 0 | 0 | 0 | 0 | 0 | 0 | 0 | 1657.47 | 0 | 124.68 | 24.68 | 0 | 1495.3399 | 4726.5755 | 100 | 6221.9154 | 6221.98 | -0.064551
7813 | 100 | 0 | 131.73 | 0 | 0 | 0 | 0 | 0 | 0 | 0 | 0 | 1657.47 | 0 | 107.92 | 7.92 | 0 | 1495.3399 | 4726.5755 | 100 | 6221.9154 | 6221.98 | -0.064551
7814 | 100 | 0 | 137.86 | 0 | 0 | 0 | 0 | 0 | 0 | 0 | 0 | 1657.47 | 0 | 102.25 | 2.25 | 0 | 1495.3399 | 4726.5755 | 100 | 6221.9154 | 6221.98 | -0.064551
7815 | 100 | 0 | 144 | 0 | 0 | 0 | 0 | 0 | 0 | 0 | 0 | 1657.47 | 40.51 | 59.49 | 0 | 0 | 1495.3399 | 2811.8398 | 59.49 | 4307.1797 | 4307.43 | -0.2503
7816 | 100 | 0 | 150.14 | 0 | 0 | 0 | 0 | 0 | 0 | 0 | 0 | 1657.47 | 66.73 | 33.27 | 0 | 0 | 1495.3399 | 1572.5317 | 33.27 | 3067.8716 | 3067.84 | 0.031599
7817 | 85.68 | 0 | 147.48 | 0 | 0 | 0 | 0 | 0 | 0 | 0 | 0 | 1657.47 | 83.17 | 2.51 | 0 | 0 | 1495.3399 | 118.637 | 2.51 | 1613.977 | 1613.88 | 0.096966
7818 | 83.17 | 0 | 143.29 | 0 | 0 | 0 | 0 | 0 | 0 | 0 | 0 | 1657.47 | 83.17 | 0 | 0 | 0 | 1495.3399 | 0 | 0 | 1495.3399 | 1495.4 | -0.060079
7819 | 83.17 | 0 | 139.1 | 0 | 0 | 0 | 0 | 0 | 0 | 0 | 0 | 1657.47 | 83.17 | 0 | 0 | 0 | 1495.3399 | 0 | 0 | 1495.3399 | 1495.4 | -0.060079
7820 | 83.17 | 0 | 134.91 | 0 | 0 | 0 | 0 | 0 | 0 | 0 | 0 | 1657.47 | 83.17 | 0 | 0 | 0 | 1495.3399 | 0 | 0 | 1495.3399 | 1495.4 | -0.060079
7821 | 83.17 | 0 | 130.72 | 0 | 0 | 0 | 0 | 0 | 0 | 0 | 0 | 1657.47 | 83.17 | 0 | 0 | 0 | 1495.3399 | 0 | 0 | 1495.3399 | 1495.4 | -0.060079
7822 | 83.17 | 0 | 126.53 | 0 | 0 | 0 | 0 | 0 | 0 | 0 | 0 | 1657.47 | 83.17 | 0 | 0 | 0 | 1495.3399 | 0 | 0 | 1495.3399 | 1495.4 | -0.060079
7823 | 83.17 | 0 | 122.33 | 0 | 0 | 0 | 0 | 0 | 0 | 0 | 0 | 1657.47 | 83.17 | 0 | 0 | 0 | 1495.3399 | 0 | 0 | 1495.3399 | 1495.4 | -0.060079
7824 | 83.17 | 0 | 118.14 | 0 | 0 | 0 | 0 | 0 | 0 | 0 | 0 | 1657.47 | 83.17 | 0 | 0 | 0 | 1495.3399 | 0 | 0 | 1495.3399 | 1495.4 | -0.060079
7825 | 83.17 | 0 | 113.95 | 0 | 0 | 0 | 0 | 0 | 0 | 0 | 0 | 1657.47 | 83.17 | 0 | 0 | 0 | 1495.3399 | 0 | 0 | 1495.3399 | 1495.4 | -0.060079
7826 | 83.17 | 0 | 109.76 | 0 | 0 | 0 | 0 | 0 | 0 | 0 | 0 | 1657.47 | 83.17 | 0 | 0 | 0 | 1495.3399 | 0 | 0 | 1495.3399 | 1495.4 | -0.060079
7827 | 83.17 | 0 | 105.57 | 0 | 0 | 0 | 0 | 0 | 0 | 0 | 0 | 1657.47 | 83.17 | 0 | 0 | 0 | 1495.3399 | 0 | 0 | 1495.3399 | 1495.4 | -0.060079
7828 | 83.17 | 0 | 101.38 | 0 | 0 | 0 | 0 | 0 | 0 | 0 | 0 | 1657.47 | 83.17 | 0 | 0 | 0 | 1495.3399 | 0 | 0 | 1495.3399 | 1495.4 | -0.060079
7829 | 83.17 | 0 | 97.19 | 0 | 0 | 0 | 0 | 0 | 0 | 0 | 0 | 1657.47 | 83.17 | 0 | 0 | 0 | 1495.3399 | 0 | 0 | 1495.3399 | 1495.4 | -0.060079
7830 | 83.17 | 0 | 93 | 0 | 0 | 0 | 0 | 0 | 0 | 0 | 0 | 1657.47 | 83.17 | 0 | 0 | 0 | 1495.3399 | 0 | 0 | 1495.3399 | 1495.4 | -0.060079
7831 | 83.17 | 0 | 88.8 | 0 | 0 | 0 | 0 | 0 | 0 | 0 | 0 | 1657.47 | 83.17 | 0 | 0 | 0 | 1495.3399 | 0 | 0 | 1495.3399 | 1495.4 | -0.060079
7832 | 100 | 0 | 94.94 | 0 | 0 | 0 | 0 | 0 | 0 | 0 | 0 | 1657.47 | 74.01 | 25.99 | 0 | 0 | 1495.3399 | 1228.437 | 25.99 | 2723.7769 | 2723.84 | -0.0631
7833 | 100 | 0 | 101.08 | 0 | 0 | 0 | 0 | 0 | 0 | 0 | 0 | 1657.47 | 14.03 | 85.97 | 0 | 0 | 1495.3399 | 4063.437 | 85.97 | 5558.7769 | 5559.03 | -0.2531
7834 | 100 | 0 | 107.21 | 0 | 0 | 0 | 0 | 0 | 0 | 0 | 0 | 1657.47 | 41.35 | 58.65 | 0 | 0 | 1495.3399 | 2772.1365 | 58.65 | 4267.4765 | 4267.54 | -0.063532
7835 | 100 | 0 | 113.35 | 0 | 0 | 0 | 0 | 0 | 0 | 0 | 0 | 1657.47 | 0 | 165.64 | 65.64 | 0 | 1495.3399 | 4726.5755 | 100 | 6221.9154 | 6221.98 | -0.064551
7836 | 100 | 0 | 119.49 | 0 | 0 | 0 | 0 | 0 | 0 | 0 | 0 | 1657.47 | 0 | 179.24 | 79.24 | 0 | 1495.3399 | 4726.5755 | 100 | 6221.9154 | 6221.98 | -0.064551
7837 | 100 | 0 | 125.62 | 0 | 0 | 0 | 0 | 0 | 0 | 0 | 0 | 1657.47 | 0 | 177.98 | 77.98 | 0 | 1495.3399 | 4726.5755 | 100 | 6221.9154 | 6221.98 | -0.064551
7838 | 100 | 0 | 131.76 | 0 | 0 | 0 | 0 | 0 | 0 | 0 | 0 | 1657.47 | 0 | 160.96 | 60.96 | 0 | 1495.3399 | 4726.5755 | 100 | 6221.9154 | 6221.98 | -0.064551
7839 | 100 | 0 | 137.89 | 0 | 0 | 0 | 0 | 0 | 0 | 0 | 0 | 1657.47 | 0 | 127.19 | 27.19 | 0 | 1495.3399 | 4726.5755 | 100 | 6221.9154 | 6221.98 | -0.064551
7840 | 100 | 0 | 144.03 | 0 | 0 | 0 | 0 | 0 | 0 | 0 | 0 | 1657.47 | 22.91 | 77.09 | 0 | 0 | 1495.3399 | 3643.7171 | 77.09 | 5139.057 | 5139.21 | -0.153
7841 | 97.85 | 0 | 148.85 | 0 | 0 | 0 | 0 | 0 | 0 | 0 | 0 | 1657.47 | 83.17 | 14.68 | 0 | 0 | 1495.3399 | 693.8613 | 14.68 | 2189.2012 | 2189.38 | -0.17879
7842 | 83.17 | 0 | 144.66 | 0 | 0 | 0 | 0 | 0 | 0 | 0 | 0 | 1657.47 | 83.17 | 0 | 0 | 0 | 1495.3399 | 0 | 0 | 1495.3399 | 1495.4 | -0.060079
7843 | 83.17 | 0 | 140.47 | 0 | 0 | 0 | 0 | 0 | 0 | 0 | 0 | 1657.47 | 83.17 | 0 | 0 | 0 | 1495.3399 | 0 | 0 | 1495.3399 | 1495.4 | -0.060079
7844 | 83.17 | 0 | 136.27 | 0 | 0 | 0 | 0 | 0 | 0 | 0 | 0 | 1657.47 | 83.17 | 0 | 0 | 0 | 1495.3399 | 0 | 0 | 1495.3399 | 1495.4 | -0.060079
7845 | 83.17 | 0 | 132.08 | 0 | 0 | 0 | 0 | 0 | 0 | 0 | 0 | 1657.47 | 83.17 | 0 | 0 | 0 | 1495.3399 | 0 | 0 | 1495.3399 | 1495.4 | -0.060079
7846 | 83.17 | 0 | 127.89 | 0 | 0 | 0 | 0 | 0 | 0 | 0 | 0 | 1657.47 | 83.17 | 0 | 0 | 0 | 1495.3399 | 0 | 0 | 1495.3399 | 1495.4 | -0.060079
7847 | 83.17 | 0 | 123.7 | 0 | 0 | 0 | 0 | 0 | 0 | 0 | 0 | 1657.47 | 83.17 | 0 | 0 | 0 | 1495.3399 | 0 | 0 | 1495.3399 | 1495.4 | -0.060079
7848 | 83.17 | 0 | 119.51 | 0 | 0 | 0 | 0 | 0 | 0 | 0 | 0 | 1657.47 | 83.17 | 0 | 0 | 0 | 1495.3399 | 0 | 0 | 1495.3399 | 1495.4 | -0.060079
7849 | 83.17 | 0 | 115.32 | 0 | 0 | 0 | 0 | 0 | 0 | 0 | 0 | 1657.47 | 83.17 | 0 | 0 | 0 | 1495.3399 | 0 | 0 | 1495.3399 | 1495.4 | -0.060079
7850 | 83.17 | 0 | 111.13 | 0 | 0 | 0 | 0 | 0 | 0 | 0 | 0 | 1657.47 | 83.17 | 0 | 0 | 0 | 1495.3399 | 0 | 0 | 1495.3399 | 1495.4 | -0.060079
7851 | 83.17 | 0 | 106.94 | 0 | 0 | 0 | 0 | 0 | 0 | 0 | 0 | 1657.47 | 83.17 | 0 | 0 | 0 | 1495.3399 | 0 | 0 | 1495.3399 | 1495.4 | -0.060079
7852 | 83.17 | 0 | 102.74 | 0 | 0 | 0 | 0 | 0 | 0 | 0 | 0 | 1657.47 | 83.17 | 0 | 0 | 0 | 1495.3399 | 0 | 0 | 1495.3399 | 1495.4 | -0.060079
7853 | 83.17 | 0 | 98.55 | 0 | 0 | 0 | 0 | 0 | 0 | 0 | 0 | 1657.47 | 83.17 | 0 | 0 | 0 | 1495.3399 | 0 | 0 | 1495.3399 | 1495.4 | -0.060079
7854 | 83.17 | 0 | 94.36 | 0 | 0 | 0 | 0 | 0 | 0 | 0 | 0 | 1657.47 | 83.17 | 0 | 0 | 0 | 1495.3399 | 0 | 0 | 1495.3399 | 1495.4 | -0.060079
7855 | 83.17 | 0 | 90.17 | 0 | 0 | 0 | 0 | 0 | 0 | 0 | 0 | 1657.47 | 83.17 | 0 | 0 | 0 | 1495.3399 | 0 | 0 | 1495.3399 | 1495.4 | -0.060079
7856 | 100 | 0 | 96.31 | 0 | 0 | 0 | 0 | 0 | 0 | 0 | 0 | 1657.47 | 73.39 | 26.61 | 0 | 0 | 1495.3399 | 1257.7417 | 26.61 | 2753.0817 | 2753.33 | -0.24833
7857 | 100 | 0 | 102.44 | 0 | 0 | 0 | 0 | 0 | 0 | 0 | 0 | 1657.47 | 10.39 | 89.61 | 0 | 0 | 1495.3399 | 4235.4843 | 89.61 | 5730.8243 | 5730.89 | -0.065748
7858 | 100 | 0 | 108.58 | 0 | 0 | 0 | 0 | 0 | 0 | 0 | 0 | 1657.47 | 0 | 138.33 | 38.33 | 0 | 1495.3399 | 4726.5755 | 100 | 6221.9154 | 6221.98 | -0.064551
7859 | 100 | 0 | 114.71 | 0 | 0 | 0 | 0 | 0 | 0 | 0 | 0 | 1657.47 | 0 | 166.23 | 66.23 | 0 | 1495.3399 | 4726.5755 | 100 | 6221.9154 | 6221.98 | -0.064551
7860 | 100 | 0 | 120.85 | 0 | 0 | 0 | 0 | 0 | 0 | 0 | 0 | 1657.47 | 0 | 160.47 | 60.47 | 0 | 1495.3399 | 4726.5755 | 100 | 6221.9154 | 6221.98 | -0.064551
7861 | 100 | 0 | 126.99 | 0 | 0 | 0 | 0 | 0 | 0 | 0 | 0 | 1657.47 | 0 | 155.24 | 55.24 | 0 | 1495.3399 | 4726.5755 | 100 | 6221.9154 | 6221.98 | -0.064551
7862 | 100 | 0 | 133.12 | 0 | 0 | 0 | 0 | 0 | 0 | 0 | 0 | 1657.47 | 0 | 160.9 | 60.9 | 0 | 1495.3399 | 4726.5755 | 100 | 6221.9154 | 6221.98 | -0.064551
7863 | 100 | 0 | 139.26 | 0 | 0 | 0 | 0 | 0 | 0 | 0 | 0 | 1657.47 | 0 | 109.83 | 9.83 | 0 | 1495.3399 | 4726.5755 | 100 | 6221.9154 | 6221.98 | -0.064551
7864 | 100 | 0 | 145.4 | 0 | 0 | 0 | 0 | 0 | 0 | 0 | 0 | 1657.47 | 36.77 | 63.23 | 0 | 0 | 1495.3399 | 2988.6137 | 63.23 | 4483.9536 | 4484.21 | -0.25637
7865 | 87.56 | 0 | 143.9 | 0 | 0 | 0 | 0 | 0 | 0 | 0 | 0 | 1657.47 | 83.17 | 4.39 | 0 | 0 | 1495.3399 | 207.4967 | 4.39 | 1702.8366 | 1702.94 | -0.10341
7866 | 83.17 | 0 | 139.71 | 0 | 0 | 0 | 0 | 0 | 0 | 0 | 0 | 1657.47 | 83.17 | 0 | 0 | 0 | 1495.3399 | 0 | 0 | 1495.3399 | 1495.4 | -0.060079
7867 | 83.17 | 0 | 135.52 | 0 | 0 | 0 | 0 | 0 | 0 | 0 | 0 | 1657.47 | 83.17 | 0 | 0 | 0 | 1495.3399 | 0 | 0 | 1495.3399 | 1495.4 | -0.060079
7868 | 83.17 | 0 | 131.33 | 0 | 0 | 0 | 0 | 0 | 0 | 0 | 0 | 1657.47 | 83.17 | 0 | 0 | 0 | 1495.3399 | 0 | 0 | 1495.3399 | 1495.4 | -0.060079
7869 | 83.17 | 0 | 127.13 | 0 | 0 | 0 | 0 | 0 | 0 | 0 | 0 | 1657.47 | 83.17 | 0 | 0 | 0 | 1495.3399 | 0 | 0 | 1495.3399 | 1495.4 | -0.060079
7870 | 83.17 | 0 | 122.94 | 0 | 0 | 0 | 0 | 0 | 0 | 0 | 0 | 1657.47 | 83.17 | 0 | 0 | 0 | 1495.3399 | 0 | 0 | 1495.3399 | 1495.4 | -0.060079
7871 | 83.17 | 0 | 118.75 | 0 | 0 | 0 | 0 | 0 | 0 | 0 | 0 | 1657.47 | 83.17 | 0 | 0 | 0 | 1495.3399 | 0 | 0 | 1495.3399 | 1495.4 | -0.060079
7872 | 83.17 | 0 | 114.56 | 0 | 0 | 0 | 0 | 0 | 0 | 0 | 0 | 1657.47 | 83.17 | 0 | 0 | 0 | 1495.3399 | 0 | 0 | 1495.3399 | 1495.4 | -0.060079
7873 | 83.17 | 0 | 110.37 | 0 | 0 | 0 | 0 | 0 | 0 | 0 | 0 | 1657.47 | 83.17 | 0 | 0 | 0 | 1495.3399 | 0 | 0 | 1495.3399 | 1495.4 | -0.060079
7874 | 83.17 | 0 | 106.18 | 0 | 0 | 0 | 0 | 0 | 0 | 0 | 0 | 1657.47 | 83.17 | 0 | 0 | 0 | 1495.3399 | 0 | 0 | 1495.3399 | 1495.4 | -0.060079
7875 | 83.17 | 0 | 101.99 | 0 | 0 | 0 | 0 | 0 | 0 | 0 | 0 | 1657.47 | 83.17 | 0 | 0 | 0 | 1495.3399 | 0 | 0 | 1495.3399 | 1495.4 | -0.060079
7876 | 83.17 | 0 | 97.79 | 0 | 0 | 0 | 0 | 0 | 0 | 0 | 0 | 1657.47 | 83.17 | 0 | 0 | 0 | 1495.3399 | 0 | 0 | 1495.3399 | 1495.4 | -0.060079
7877 | 83.17 | 0 | 93.6 | 0 | 0 | 0 | 0 | 0 | 0 | 0 | 0 | 1657.47 | 83.17 | 0 | 0 | 0 | 1495.3399 | 0 | 0 | 1495.3399 | 1495.4 | -0.060079
7878 | 83.17 | 0 | 89.41 | 0 | 0 | 0 | 0 | 0 | 0 | 0 | 0 | 1657.47 | 83.17 | 0 | 0 | 0 | 1495.3399 | 0 | 0 | 1495.3399 | 1495.4 | -0.060079
7879 | 83.17 | 0 | 85.22 | 0 | 0 | 0 | 0 | 0 | 0 | 0 | 0 | 1657.47 | 83.17 | 0 | 0 | 0 | 1495.3399 | 0 | 0 | 1495.3399 | 1495.4 | -0.060079
7880 | 91.68 | 0 | 86.25 | 0 | 0 | 0 | 0 | 0 | 0 | 0 | 0 | 1657.47 | 83.17 | 8.51 | 0 | 0 | 1495.3399 | 402.2316 | 8.51 | 1897.5715 | 1897.73 | -0.1585
7881 | 100 | 0 | 92.39 | 0 | 0 | 0 | 0 | 0 | 0 | 0 | 0 | 1657.47 | 58.78 | 41.22 | 0 | 0 | 1495.3399 | 1948.2944 | 41.22 | 3443.6344 | 3443.79 | -0.15565
7882 | 100 | 0 | 98.53 | 0 | 0 | 0 | 0 | 0 | 0 | 0 | 0 | 1657.47 | 30.31 | 69.69 | 0 | 0 | 1495.3399 | 3293.9505 | 69.69 | 4789.2904 | 4789.45 | -0.15959
7883 | 100 | 0 | 104.66 | 0 | 0 | 0 | 0 | 0 | 0 | 0 | 0 | 1657.47 | 24.15 | 75.85 | 0 | 0 | 1495.3399 | 3585.1075 | 75.85 | 5080.4475 | 5080.61 | -0.16254
7884 | 100 | 0 | 110.8 | 0 | 0 | 0 | 0 | 0 | 0 | 0 | 0 | 1657.47 | 30.53 | 69.47 | 0 | 0 | 1495.3399 | 3283.552 | 69.47 | 4778.8919 | 4779.14 | -0.24806
7885 | 100 | 0 | 116.93 | 0 | 0 | 0 | 0 | 0 | 0 | 0 | 0 | 1657.47 | 53.03 | 46.97 | 0 | 0 | 1495.3399 | 2220.0725 | 46.97 | 3715.4124 | 3715.48 | -0.067554
7886 | 100 | 0 | 123.07 | 0 | 0 | 0 | 0 | 0 | 0 | 0 | 0 | 1657.47 | 0 | 101.51 | 1.51 | 0 | 1495.3399 | 4726.5755 | 100 | 6221.9154 | 6221.98 | -0.064551
7887 | 100 | 0 | 129.21 | 0 | 0 | 0 | 0 | 0 | 0 | 0 | 0 | 1657.47 | 40.81 | 59.19 | 0 | 0 | 1495.3399 | 2797.6601 | 59.19 | 4293 | 4293.06 | -0.060024
7888 | 100 | 0 | 135.34 | 0 | 0 | 0 | 0 | 0 | 0 | 0 | 0 | 1657.47 | 67.72 | 32.28 | 0 | 0 | 1495.3399 | 1525.7386 | 32.28 | 3021.0785 | 3021.24 | -0.1615
7889 | 84.97 | 0 | 132.25 | 0 | 0 | 0 | 0 | 0 | 0 | 0 | 0 | 1657.47 | 83.17 | 1.8 | 0 | 0 | 1495.3399 | 85.0784 | 1.8 | 1580.4183 | 1580.31 | 0.10828
7890 | 83.17 | 0 | 128.06 | 0 | 0 | 0 | 0 | 0 | 0 | 0 | 0 | 1657.47 | 83.17 | 0 | 0 | 0 | 1495.3399 | 0 | 0 | 1495.3399 | 1495.4 | -0.060079
7891 | 83.17 | 0 | 123.87 | 0 | 0 | 0 | 0 | 0 | 0 | 0 | 0 | 1657.47 | 83.17 | 0 | 0 | 0 | 1495.3399 | 0 | 0 | 1495.3399 | 1495.4 | -0.060079
7892 | 83.17 | 0 | 119.68 | 0 | 0 | 0 | 0 | 0 | 0 | 0 | 0 | 1657.47 | 83.17 | 0 | 0 | 0 | 1495.3399 | 0 | 0 | 1495.3399 | 1495.4 | -0.060079
7893 | 83.17 | 0 | 115.49 | 0 | 0 | 0 | 0 | 0 | 0 | 0 | 0 | 1657.47 | 83.17 | 0 | 0 | 0 | 1495.3399 | 0 | 0 | 1495.3399 | 1495.4 | -0.060079
7894 | 83.17 | 0 | 111.3 | 0 | 0 | 0 | 0 | 0 | 0 | 0 | 0 | 1657.47 | 83.17 | 0 | 0 | 0 | 1495.3399 | 0 | 0 | 1495.3399 | 1495.4 | -0.060079
7895 | 83.17 | 0 | 107.11 | 0 | 0 | 0 | 0 | 0 | 0 | 0 | 0 | 1657.47 | 83.17 | 0 | 0 | 0 | 1495.3399 | 0 | 0 | 1495.3399 | 1495.4 | -0.060079
7896 | 83.17 | 0 | 102.91 | 0 | 0 | 0 | 0 | 0 | 0 | 0 | 0 | 1657.47 | 83.17 | 0 | 0 | 0 | 1495.3399 | 0 | 0 | 1495.3399 | 1495.4 | -0.060079
7897 | 83.17 | 0 | 98.72 | 0 | 0 | 0 | 0 | 0 | 0 | 0 | 0 | 1657.47 | 83.17 | 0 | 0 | 0 | 1495.3399 | 0 | 0 | 1495.3399 | 1495.4 | -0.060079
7898 | 83.17 | 0 | 94.53 | 0 | 0 | 0 | 0 | 0 | 0 | 0 | 0 | 1657.47 | 83.17 | 0 | 0 | 0 | 1495.3399 | 0 | 0 | 1495.3399 | 1495.4 | -0.060079
7899 | 83.17 | 0 | 90.34 | 0 | 0 | 0 | 0 | 0 | 0 | 0 | 0 | 1657.47 | 83.17 | 0 | 0 | 0 | 1495.3399 | 0 | 0 | 1495.3399 | 1495.4 | -0.060079
7900 | 83.17 | 0 | 86.15 | 0 | 0 | 0 | 0 | 0 | 0 | 0 | 0 | 1657.47 | 83.17 | 0 | 0 | 0 | 1495.3399 | 0 | 0 | 1495.3399 | 1495.4 | -0.060079
7901 | 83.17 | 0 | 81.96 | 0 | 0 | 0 | 0 | 0 | 0 | 0 | 0 | 1657.47 | 83.17 | 0 | 0 | 0 | 1495.3399 | 0 | 0 | 1495.3399 | 1495.4 | -0.060079
7902 | 83.17 | 0 | 77.77 | 0 | 0 | 0 | 0 | 0 | 0 | 0 | 0 | 1657.47 | 83.17 | 0 | 0 | 0 | 1495.3399 | 0 | 0 | 1495.3399 | 1495.4 | -0.060079
7903 | 83.17 | 0 | 73.57 | 0 | 0 | 0 | 0 | 0 | 0 | 0 | 0 | 1657.47 | 83.17 | 0 | 0 | 0 | 1495.3399 | 0 | 0 | 1495.3399 | 1495.4 | -0.060079
7904 | 83.17 | 0 | 69.38 | 0 | 0 | 0 | 0 | 0 | 0 | 0 | 0 | 1657.47 | 83.17 | 0 | 0 | 0 | 1495.3399 | 0 | 0 | 1495.3399 | 1495.4 | -0.060079
7905 | 85.19 | 0 | 66.43 | 0 | 0 | 0 | 0 | 0 | 0 | 0 | 0 | 1657.47 | 83.17 | 2.02 | 0 | 0 | 1495.3399 | 95.4768 | 2.02 | 1590.8167 | 1590.69 | 0.12675
7906 | 87.76 | 0 | 65.05 | 0 | 0 | 0 | 0 | 0 | 0 | 0 | 0 | 1657.47 | 83.17 | 4.59 | 0 | 0 | 1495.3399 | 216.9498 | 4.59 | 1712.2897 | 1712.15 | 0.13974
7907 | 100 | 0 | 71.19 | 0 | 0 | 0 | 0 | 0 | 0 | 0 | 0 | 1657.47 | 69.58 | 30.42 | 0 | 0 | 1495.3399 | 1437.8243 | 30.42 | 2933.1642 | 2933.42 | -0.2558
7908 | 100 | 0 | 77.32 | 0 | 0 | 0 | 0 | 0 | 0 | 0 | 0 | 1657.47 | 51.65 | 48.35 | 0 | 0 | 1495.3399 | 2285.2993 | 48.35 | 3780.6392 | 3780.89 | -0.25081
7909 | 100 | 0 | 83.46 | 0 | 0 | 0 | 0 | 0 | 0 | 0 | 0 | 1657.47 | 30.35 | 69.65 | 0 | 0 | 1495.3399 | 3292.0599 | 69.65 | 4787.3998 | 4787.65 | -0.25022
7910 | 83.44 | 0 | 79.43 | 0 | 0 | 0 | 0 | 0 | 0 | 0 | 0 | 1657.47 | 83.17 | 0.27 | 0 | 0 | 1495.3399 | 12.7618 | 0.27 | 1508.1017 | 1508.06 | 0.041675
7911 | 88.13 | 0 | 78.29 | 0 | 0 | 0 | 0 | 0 | 0 | 0 | 0 | 1657.47 | 83.17 | 4.96 | 0 | 0 | 1495.3399 | 234.4381 | 4.96 | 1729.7781 | 1729.92 | -0.14193
7912 | 85.15 | 0 | 75.31 | 0 | 0 | 0 | 0 | 0 | 0 | 0 | 0 | 1657.47 | 83.17 | 1.97 | 0 | 0 | 1495.3399 | 93.1135 | 1.97 | 1588.4535 | 1588.73 | -0.27654
7913 | 83.17 | 0 | 71.12 | 0 | 0 | 0 | 0 | 0 | 0 | 0 | 0 | 1657.47 | 83.17 | 0 | 0 | 0 | 1495.3399 | 0 | 0 | 1495.3399 | 1495.4 | -0.060079
7914 | 83.17 | 0 | 66.92 | 0 | 0 | 0 | 0 | 0 | 0 | 0 | 0 | 1657.47 | 83.17 | 0 | 0 | 0 | 1495.3399 | 0 | 0 | 1495.3399 | 1495.4 | -0.060079
7915 | 83.17 | 0 | 62.73 | 0 | 0 | 0 | 0 | 0 | 0 | 0 | 0 | 1657.47 | 83.17 | 0 | 0 | 0 | 1495.3399 | 0 | 0 | 1495.3399 | 1495.4 | -0.060079
7916 | 83.17 | 0 | 58.54 | 0 | 0 | 0 | 0 | 0 | 0 | 0 | 0 | 1657.47 | 83.17 | 0 | 0 | 0 | 1495.3399 | 0 | 0 | 1495.3399 | 1495.4 | -0.060079
7917 | 83.17 | 0 | 54.35 | 0 | 0 | 0 | 0 | 0 | 0 | 0 | 0 | 1657.47 | 83.17 | 0 | 0 | 0 | 1495.3399 | 0 | 0 | 1495.3399 | 1495.4 | -0.060079
7918 | 83.17 | 0 | 50.16 | 0 | 0 | 0 | 0 | 0 | 0 | 0 | 0 | 1657.47 | 83.17 | 0 | 0 | 0 | 1495.3399 | 0 | 0 | 1495.3399 | 1495.4 | -0.060079
7919 | 83.17 | 0 | 45.97 | 0 | 0 | 0 | 0 | 0 | 0 | 0 | 0 | 1657.47 | 83.17 | 0 | 0 | 0 | 1495.3399 | 0 | 0 | 1495.3399 | 1495.4 | -0.060079
7920 | 83.17 | 0 | 41.78 | 0 | 0 | 0 | 0 | 0 | 0 | 0 | 0 | 1657.47 | 83.17 | 0 | 0 | 0 | 1495.3399 | 0 | 0 | 1495.3399 | 1495.4 | -0.060079
7921 | 83.17 | 0 | 37.58 | 0 | 0 | 0 | 0 | 0 | 0 | 0 | 0 | 1657.47 | 83.17 | 0 | 0 | 0 | 1495.3399 | 0 | 0 | 1495.3399 | 1495.4 | -0.060079
7922 | 83.17 | 0 | 33.39 | 0 | 0 | 0 | 0 | 0 | 0 | 0 | 0 | 1657.47 | 83.17 | 0 | 0 | 0 | 1495.3399 | 0 | 0 | 1495.3399 | 1495.4 | -0.060079
7923 | 83.17 | 0 | 29.2 | 0 | 0 | 0 | 0 | 0 | 0 | 0 | 0 | 1657.47 | 83.17 | 0 | 0 | 0 | 1495.3399 | 0 | 0 | 1495.3399 | 1495.4 | -0.060079
7924 | 83.17 | 0 | 25.01 | 0 | 0 | 0 | 0 | 0 | 0 | 0 | 0 | 1657.47 | 83.17 | 0 | 0 | 0 | 1495.3399 | 0 | 0 | 1495.3399 | 1495.4 | -0.060079
7925 | 83.17 | 0 | 20.82 | 0 | 0 | 0 | 0 | 0 | 0 | 0 | 0 | 1657.47 | 83.17 | 0 | 0 | 0 | 1495.3399 | 0 | 0 | 1495.3399 | 1495.4 | -0.060079
7926 | 83.17 | 0 | 16.63 | 0 | 0 | 0 | 0 | 0 | 0 | 0 | 0 | 1657.47 | 83.17 | 0 | 0 | 0 | 1495.3399 | 0 | 0 | 1495.3399 | 1495.4 | -0.060079
7927 | 83.17 | 0 | 12.44 | 0 | 0 | 0 | 0 | 0 | 0 | 0 | 0 | 1657.47 | 83.17 | 0 | 0 | 0 | 1495.3399 | 0 | 0 | 1495.3399 | 1495.4 | -0.060079
7928 | 100 | 0 | 18.57 | 0 | 0 | 0 | 0 | 0 | 0 | 0 | 0 | 1657.47 | 73.02 | 26.98 | 0 | 0 | 1495.3399 | 1275.2301 | 26.98 | 2770.57 | 2770.63 | -0.060002
7929 | 100 | 0 | 24.71 | 0 | 0 | 0 | 0 | 0 | 0 | 0 | 0 | 1657.47 | 9.78 | 90.22 | 0 | 0 | 1495.3399 | 4264.3164 | 90.22 | 5759.6564 | 5759.91 | -0.25364
7930 | 100 | 0 | 30.85 | 0 | 0 | 0 | 0 | 0 | 0 | 0 | 0 | 1657.47 | 0 | 136.69 | 36.69 | 0 | 1495.3399 | 4726.5755 | 100 | 6221.9154 | 6221.98 | -0.064551
7931 | 100 | 0 | 36.98 | 0 | 0 | 0 | 0 | 0 | 0 | 0 | 0 | 1657.47 | 0 | 166.67 | 66.67 | 0 | 1495.3399 | 4726.5755 | 100 | 6221.9154 | 6221.98 | -0.064551
7932 | 100 | 0 | 43.12 | 0 | 0 | 0 | 0 | 0 | 0 | 0 | 0 | 1657.47 | 0 | 178.51 | 78.51 | 0 | 1495.3399 | 4726.5755 | 100 | 6221.9154 | 6221.98 | -0.064551
7933 | 100 | 0 | 49.25 | 0 | 0 | 0 | 0 | 0 | 0 | 0 | 0 | 1657.47 | 0 | 174.71 | 74.71 | 0 | 1495.3399 | 4726.5755 | 100 | 6221.9154 | 6221.98 | -0.064551
7934 | 100 | 0 | 55.39 | 0 | 0 | 0 | 0 | 0 | 0 | 0 | 0 | 1657.47 | 0 | 124.95 | 24.95 | 0 | 1495.3399 | 4726.5755 | 100 | 6221.9154 | 6221.98 | -0.064551
7935 | 100 | 0 | 61.53 | 0 | 0 | 0 | 0 | 0 | 0 | 0 | 0 | 1657.47 | 28.83 | 71.17 | 0 | 0 | 1495.3399 | 3363.9038 | 71.17 | 4859.2437 | 4859.4 | -0.15628
7936 | 100 | 0 | 67.66 | 0 | 0 | 0 | 0 | 0 | 0 | 0 | 0 | 1657.47 | 59.14 | 40.86 | 0 | 0 | 1495.3399 | 1931.2788 | 40.86 | 3426.6187 | 3426.87 | -0.25132
7937 | 85.48 | 0 | 64.89 | 0 | 0 | 0 | 0 | 0 | 0 | 0 | 0 | 1657.47 | 83.17 | 2.31 | 0 | 0 | 1495.3399 | 109.1839 | 2.31 | 1604.5238 | 1604.46 | 0.063815
7938 | 83.17 | 0 | 60.7 | 0 | 0 | 0 | 0 | 0 | 0 | 0 | 0 | 1657.47 | 83.17 | 0 | 0 | 0 | 1495.3399 | 0 | 0 | 1495.3399 | 1495.4 | -0.060079
7939 | 83.17 | 0 | 56.5 | 0 | 0 | 0 | 0 | 0 | 0 | 0 | 0 | 1657.47 | 83.17 | 0 | 0 | 0 | 1495.3399 | 0 | 0 | 1495.3399 | 1495.4 | -0.060079
7940 | 83.17 | 0 | 52.31 | 0 | 0 | 0 | 0 | 0 | 0 | 0 | 0 | 1657.47 | 83.17 | 0 | 0 | 0 | 1495.3399 | 0 | 0 | 1495.3399 | 1495.4 | -0.060079
7941 | 83.17 | 0 | 48.12 | 0 | 0 | 0 | 0 | 0 | 0 | 0 | 0 | 1657.47 | 83.17 | 0 | 0 | 0 | 1495.3399 | 0 | 0 | 1495.3399 | 1495.4 | -0.060079
7942 | 83.17 | 0 | 43.93 | 0 | 0 | 0 | 0 | 0 | 0 | 0 | 0 | 1657.47 | 83.17 | 0 | 0 | 0 | 1495.3399 | 0 | 0 | 1495.3399 | 1495.4 | -0.060079
7943 | 83.17 | 0 | 39.74 | 0 | 0 | 0 | 0 | 0 | 0 | 0 | 0 | 1657.47 | 83.17 | 0 | 0 | 0 | 1495.3399 | 0 | 0 | 1495.3399 | 1495.4 | -0.060079
7944 | 83.17 | 0 | 35.55 | 0 | 0 | 0 | 0 | 0 | 0 | 0 | 0 | 1657.47 | 83.17 | 0 | 0 | 0 | 1495.3399 | 0 | 0 | 1495.3399 | 1495.4 | -0.060079
7945 | 83.17 | 0 | 31.36 | 0 | 0 | 0 | 0 | 0 | 0 | 0 | 0 | 1657.47 | 83.17 | 0 | 0 | 0 | 1495.3399 | 0 | 0 | 1495.3399 | 1495.4 | -0.060079
7946 | 83.17 | 0 | 27.17 | 0 | 0 | 0 | 0 | 0 | 0 | 0 | 0 | 1657.47 | 83.17 | 0 | 0 | 0 | 1495.3399 | 0 | 0 | 1495.3399 | 1495.4 | -0.060079
7947 | 83.17 | 0 | 22.97 | 0 | 0 | 0 | 0 | 0 | 0 | 0 | 0 | 1657.47 | 83.17 | 0 | 0 | 0 | 1495.3399 | 0 | 0 | 1495.3399 | 1495.4 | -0.060079
7948 | 83.17 | 0 | 18.78 | 0 | 0 | 0 | 0 | 0 | 0 | 0 | 0 | 1657.47 | 83.17 | 0 | 0 | 0 | 1495.3399 | 0 | 0 | 1495.3399 | 1495.4 | -0.060079
7949 | 83.17 | 0 | 14.59 | 0 | 0 | 0 | 0 | 0 | 0 | 0 | 0 | 1657.47 | 83.17 | 0 | 0 | 0 | 1495.3399 | 0 | 0 | 1495.3399 | 1495.4 | -0.060079
7950 | 83.17 | 0 | 10.4 | 0 | 0 | 0 | 0 | 0 | 0 | 0 | 0 | 1657.47 | 83.17 | 0 | 0 | 0 | 1495.3399 | 0 | 0 | 1495.3399 | 1495.4 | -0.060079
7951 | 83.17 | 0 | 6.21 | 0 | 0 | 0 | 0 | 0 | 0 | 0 | 0 | 1657.47 | 83.17 | 0 | 0 | 0 | 1495.3399 | 0 | 0 | 1495.3399 | 1495.4 | -0.060079
7952 | 86.66 | 0 | 4.16 | 0 | 0 | 0 | 0 | 0 | 0 | 0 | 0 | 1657.47 | 83.17 | 3.49 | 0 | 0 | 1495.3399 | 164.9575 | 3.49 | 1660.2974 | 1660.3 | -0.0025934
7953 | 100 | 0 | 10.29 | 0 | 0 | 0 | 0 | 0 | 0 | 0 | 0 | 1657.47 | 70.4 | 29.6 | 0 | 0 | 1495.3399 | 1399.0664 | 29.6 | 2894.4063 | 2894.38 | 0.026277
7954 | 100 | 0 | 16.43 | 0 | 0 | 0 | 0 | 0 | 0 | 0 | 0 | 1657.47 | 43.87 | 56.13 | 0 | 0 | 1495.3399 | 2653.0268 | 56.13 | 4148.3668 | 4148.52 | -0.15324
7955 | 100 | 0 | 22.57 | 0 | 0 | 0 | 0 | 0 | 0 | 0 | 0 | 1657.47 | 0 | 121.53 | 21.53 | 0 | 1495.3399 | 4726.5755 | 100 | 6221.9154 | 6221.98 | -0.064551
7956 | 100 | 0 | 28.7 | 0 | 0 | 0 | 0 | 0 | 0 | 0 | 0 | 1657.47 | 10.15 | 89.85 | 0 | 0 | 1495.3399 | 4246.8281 | 89.85 | 5742.168 | 5742.33 | -0.16197
7957 | 100 | 0 | 34.84 | 0 | 0 | 0 | 0 | 0 | 0 | 0 | 0 | 1657.47 | 0 | 115.47 | 15.47 | 0 | 1495.3399 | 4726.5755 | 100 | 6221.9154 | 6221.98 | -0.064551
7958 | 100 | 0 | 40.98 | 0 | 0 | 0 | 0 | 0 | 0 | 0 | 0 | 1657.47 | 0 | 116.09 | 16.09 | 0 | 1495.3399 | 4726.5755 | 100 | 6221.9154 | 6221.98 | -0.064551
7959 | 100 | 0 | 47.11 | 0 | 0 | 0 | 0 | 0 | 0 | 0 | 0 | 1657.47 | 0 | 127.12 | 27.12 | 0 | 1495.3399 | 4726.5755 | 100 | 6221.9154 | 6221.98 | -0.064551
7960 | 100 | 0 | 53.25 | 0 | 0 | 0 | 0 | 0 | 0 | 0 | 0 | 1657.47 | 21.82 | 78.18 | 0 | 0 | 1495.3399 | 3695.2367 | 78.18 | 5190.5767 | 5190.64 | -0.063331
7961 | 98.85 | 0 | 58.68 | 0 | 0 | 0 | 0 | 0 | 0 | 0 | 0 | 1657.47 | 83.17 | 15.68 | 0 | 0 | 1495.3399 | 741.127 | 15.68 | 2236.467 | 2236.52 | -0.053037
7962 | 83.17 | 0 | 54.49 | 0 | 0 | 0 | 0 | 0 | 0 | 0 | 0 | 1657.47 | 83.17 | 0 | 0 | 0 | 1495.3399 | 0 | 0 | 1495.3399 | 1495.4 | -0.060079
7963 | 83.17 | 0 | 50.3 | 0 | 0 | 0 | 0 | 0 | 0 | 0 | 0 | 1657.47 | 83.17 | 0 | 0 | 0 | 1495.3399 | 0 | 0 | 1495.3399 | 1495.4 | -0.060079
7964 | 83.17 | 0 | 46.1 | 0 | 0 | 0 | 0 | 0 | 0 | 0 | 0 | 1657.47 | 83.17 | 0 | 0 | 0 | 1495.3399 | 0 | 0 | 1495.3399 | 1495.4 | -0.060079
7965 | 83.17 | 0 | 41.91 | 0 | 0 | 0 | 0 | 0 | 0 | 0 | 0 | 1657.47 | 83.17 | 0 | 0 | 0 | 1495.3399 | 0 | 0 | 1495.3399 | 1495.4 | -0.060079
7966 | 83.17 | 0 | 37.72 | 0 | 0 | 0 | 0 | 0 | 0 | 0 | 0 | 1657.47 | 83.17 | 0 | 0 | 0 | 1495.3399 | 0 | 0 | 1495.3399 | 1495.4 | -0.060079
7967 | 83.17 | 0 | 33.53 | 0 | 0 | 0 | 0 | 0 | 0 | 0 | 0 | 1657.47 | 83.17 | 0 | 0 | 0 | 1495.3399 | 0 | 0 | 1495.3399 | 1495.4 | -0.060079
7968 | 83.17 | 0 | 29.34 | 0 | 0 | 0 | 0 | 0 | 0 | 0 | 0 | 1657.47 | 83.17 | 0 | 0 | 0 | 1495.3399 | 0 | 0 | 1495.3399 | 1495.4 | -0.060079
7969 | 83.17 | 0 | 25.15 | 0 | 0 | 0 | 0 | 0 | 0 | 0 | 0 | 1657.47 | 83.17 | 0 | 0 | 0 | 1495.3399 | 0 | 0 | 1495.3399 | 1495.4 | -0.060079
7970 | 83.17 | 0 | 20.96 | 0 | 0 | 0 | 0 | 0 | 0 | 0 | 0 | 1657.47 | 83.17 | 0 | 0 | 0 | 1495.3399 | 0 | 0 | 1495.3399 | 1495.4 | -0.060079
7971 | 83.17 | 0 | 16.77 | 0 | 0 | 0 | 0 | 0 | 0 | 0 | 0 | 1657.47 | 83.17 | 0 | 0 | 0 | 1495.3399 | 0 | 0 | 1495.3399 | 1495.4 | -0.060079
7972 | 83.17 | 0 | 12.57 | 0 | 0 | 0 | 0 | 0 | 0 | 0 | 0 | 1657.47 | 83.17 | 0 | 0 | 0 | 1495.3399 | 0 | 0 | 1495.3399 | 1495.4 | -0.060079
7973 | 83.17 | 0 | 8.38 | 0 | 0 | 0 | 0 | 0 | 0 | 0 | 0 | 1657.47 | 83.17 | 0 | 0 | 0 | 1495.3399 | 0 | 0 | 1495.3399 | 1495.4 | -0.060079
7974 | 83.17 | 0 | 4.19 | 0 | 0 | 0 | 0 | 0 | 0 | 0 | 0 | 1657.47 | 83.17 | 0 | 0 | 0 | 1495.3399 | 0 | 0 | 1495.3399 | 1495.4 | -0.060079
7975 | 83.17 | 0 | 0 | 0 | 0 | 0 | 0 | 0 | 0 | 0 | 0 | 1657.47 | 83.17 | 0 | 0 | 0 | 1495.3399 | 0 | 0 | 1495.3399 | 1495.4 | -0.060079
7976 | 100 | 0 | 6.14 | 0 | 0 | 0 | 0 | 0 | 0 | 0 | 0 | 1657.47 | 68.83 | 31.17 | 0 | 0 | 1495.3399 | 1473.2736 | 31.17 | 2968.6135 | 2968.68 | -0.066487
7977 | 100 | 0 | 12.27 | 0 | 0 | 0 | 0 | 0 | 0 | 0 | 0 | 1657.47 | 4.01 | 95.99 | 0 | 0 | 1495.3399 | 4537.0398 | 95.99 | 6032.3798 | 6032.25 | 0.12977
7978 | 100 | 0 | 18.41 | 0 | 0 | 0 | 0 | 0 | 0 | 0 | 0 | 1657.47 | 0 | 142.61 | 42.61 | 0 | 1495.3399 | 4726.5755 | 100 | 6221.9154 | 6221.98 | -0.064551
7979 | 100 | 0 | 24.54 | 0 | 0 | 0 | 0 | 0 | 0 | 0 | 0 | 1657.47 | 0 | 171.85 | 71.85 | 0 | 1495.3399 | 4726.5755 | 100 | 6221.9154 | 6221.98 | -0.064551
7980 | 100 | 0 | 30.68 | 0 | 0 | 0 | 0 | 0 | 0 | 0 | 0 | 1657.47 | 0 | 184.32 | 84.32 | 0 | 1495.3399 | 4726.5755 | 100 | 6221.9154 | 6221.98 | -0.064551
7981 | 100 | 0 | 36.82 | 0 | 0 | 0 | 0 | 0 | 0 | 0 | 0 | 1657.47 | 0 | 181.64 | 81.64 | 0 | 1495.3399 | 4726.5755 | 100 | 6221.9154 | 6221.98 | -0.064551
7982 | 100 | 0 | 42.95 | 0 | 0 | 0 | 0 | 0 | 0 | 0 | 0 | 1657.47 | 0 | 163.25 | 63.25 | 0 | 1495.3399 | 4726.5755 | 100 | 6221.9154 | 6221.98 | -0.064551
7983 | 100 | 0 | 49.09 | 0 | 0 | 0 | 0 | 0 | 0 | 0 | 0 | 1657.47 | 0 | 130.64 | 30.64 | 0 | 1495.3399 | 4726.5755 | 100 | 6221.9154 | 6221.98 | -0.064551
7984 | 100 | 0 | 55.23 | 0 | 0 | 0 | 0 | 0 | 0 | 0 | 0 | 1657.47 | 18.97 | 81.03 | 0 | 0 | 1495.3399 | 3829.9442 | 81.03 | 5325.2841 | 5325.35 | -0.065929
7985 | 97.87 | 0 | 60.05 | 0 | 0 | 0 | 0 | 0 | 0 | 0 | 0 | 1657.47 | 83.17 | 14.7 | 0 | 0 | 1495.3399 | 694.8066 | 14.7 | 2190.1465 | 2190.05 | 0.096523
7986 | 83.17 | 0 | 55.86 | 0 | 0 | 0 | 0 | 0 | 0 | 0 | 0 | 1657.47 | 83.17 | 0 | 0 | 0 | 1495.3399 | 0 | 0 | 1495.3399 | 1495.4 | -0.060079
7987 | 83.17 | 0 | 51.67 | 0 | 0 | 0 | 0 | 0 | 0 | 0 | 0 | 1657.47 | 83.17 | 0 | 0 | 0 | 1495.3399 | 0 | 0 | 1495.3399 | 1495.4 | -0.060079
7988 | 83.17 | 0 | 47.48 | 0 | 0 | 0 | 0 | 0 | 0 | 0 | 0 | 1657.47 | 83.17 | 0 | 0 | 0 | 1495.3399 | 0 | 0 | 1495.3399 | 1495.4 | -0.060079
7989 | 83.17 | 0 | 43.29 | 0 | 0 | 0 | 0 | 0 | 0 | 0 | 0 | 1657.47 | 83.17 | 0 | 0 | 0 | 1495.3399 | 0 | 0 | 1495.3399 | 1495.4 | -0.060079
7990 | 83.17 | 0 | 39.1 | 0 | 0 | 0 | 0 | 0 | 0 | 0 | 0 | 1657.47 | 83.17 | 0 | 0 | 0 | 1495.3399 | 0 | 0 | 1495.3399 | 1495.4 | -0.060079
7991 | 83.17 | 0 | 34.91 | 0 | 0 | 0 | 0 | 0 | 0 | 0 | 0 | 1657.47 | 83.17 | 0 | 0 | 0 | 1495.3399 | 0 | 0 | 1495.3399 | 1495.4 | -0.060079
7992 | 83.17 | 0 | 30.71 | 0 | 0 | 0 | 0 | 0 | 0 | 0 | 0 | 1657.47 | 83.17 | 0 | 0 | 0 | 1495.3399 | 0 | 0 | 1495.3399 | 1495.4 | -0.060079
7993 | 83.17 | 0 | 26.52 | 0 | 0 | 0 | 0 | 0 | 0 | 0 | 0 | 1657.47 | 83.17 | 0 | 0 | 0 | 1495.3399 | 0 | 0 | 1495.3399 | 1495.4 | -0.060079
7994 | 83.17 | 0 | 22.33 | 0 | 0 | 0 | 0 | 0 | 0 | 0 | 0 | 1657.47 | 83.17 | 0 | 0 | 0 | 1495.3399 | 0 | 0 | 1495.3399 | 1495.4 | -0.060079
7995 | 83.17 | 0 | 18.14 | 0 | 0 | 0 | 0 | 0 | 0 | 0 | 0 | 1657.47 | 83.17 | 0 | 0 | 0 | 1495.3399 | 0 | 0 | 1495.3399 | 1495.4 | -0.060079
7996 | 83.17 | 0 | 13.95 | 0 | 0 | 0 | 0 | 0 | 0 | 0 | 0 | 1657.47 | 83.17 | 0 | 0 | 0 | 1495.3399 | 0 | 0 | 1495.3399 | 1495.4 | -0.060079
7997 | 83.17 | 0 | 9.76 | 0 | 0 | 0 | 0 | 0 | 0 | 0 | 0 | 1657.47 | 83.17 | 0 | 0 | 0 | 1495.3399 | 0 | 0 | 1495.3399 | 1495.4 | -0.060079
7998 | 83.17 | 0 | 5.57 | 0 | 0 | 0 | 0 | 0 | 0 | 0 | 0 | 1657.47 | 83.17 | 0 | 0 | 0 | 1495.3399 | 0 | 0 | 1495.3399 | 1495.4 | -0.060079
7999 | 83.17 | 0 | 1.37 | 0 | 0 | 0 | 0 | 0 | 0 | 0 | 0 | 1657.47 | 83.17 | 0 | 0 | 0 | 1495.3399 | 0 | 0 | 1495.3399 | 1495.4 | -0.060079
8000 | 100 | 0 | 7.51 | 0 | 0 | 0 | 0 | 0 | 0 | 0 | 0 | 1657.47 | 78.21 | 21.79 | 0 | 0 | 1495.3399 | 1029.9208 | 21.79 | 2525.2607 | 2525.23 | 0.030728
8001 | 100 | 0 | 13.65 | 0 | 0 | 0 | 0 | 0 | 0 | 0 | 0 | 1657.47 | 17.61 | 82.39 | 0 | 0 | 1495.3399 | 3894.2256 | 82.39 | 5389.5655 | 5389.72 | -0.1545
8002 | 100 | 0 | 19.78 | 0 | 0 | 0 | 0 | 0 | 0 | 0 | 0 | 1657.47 | 33.9 | 66.1 | 0 | 0 | 1495.3399 | 3124.2664 | 66.1 | 4619.6063 | 4619.86 | -0.25366
8003 | 100 | 0 | 25.92 | 0 | 0 | 0 | 0 | 0 | 0 | 0 | 0 | 1657.47 | 19.78 | 80.22 | 0 | 0 | 1495.3399 | 3791.6589 | 80.22 | 5286.9988 | 5287.06 | -0.061191
8004 | 100 | 0 | 32.06 | 0 | 0 | 0 | 0 | 0 | 0 | 0 | 0 | 1657.47 | 0 | 108.98 | 8.98 | 0 | 1495.3399 | 4726.5755 | 100 | 6221.9154 | 6221.98 | -0.064551
8005 | 100 | 0 | 38.19 | 0 | 0 | 0 | 0 | 0 | 0 | 0 | 0 | 1657.47 | 21 | 79 | 0 | 0 | 1495.3399 | 3733.9947 | 79 | 5229.3346 | 5229.3 | 0.034588
8006 | 100 | 0 | 44.33 | 0 | 0 | 0 | 0 | 0 | 0 | 0 | 0 | 1657.47 | 13.42 | 86.58 | 0 | 0 | 1495.3399 | 4092.2691 | 86.58 | 5587.609 | 5587.86 | -0.25099
8007 | 100 | 0 | 50.46 | 0 | 0 | 0 | 0 | 0 | 0 | 0 | 0 | 1657.47 | 0 | 120.37 | 20.37 | 0 | 1495.3399 | 4726.5755 | 100 | 6221.9154 | 6221.98 | -0.064551
8008 | 100 | 0 | 56.6 | 0 | 0 | 0 | 0 | 0 | 0 | 0 | 0 | 1657.47 | 27.51 | 72.49 | 0 | 0 | 1495.3399 | 3426.2946 | 72.49 | 4921.6345 | 4921.79 | -0.15548
8009 | 86.81 | 0 | 54.64 | 0 | 0 | 0 | 0 | 0 | 0 | 0 | 0 | 1657.47 | 83.17 | 3.64 | 0 | 0 | 1495.3399 | 172.0473 | 3.64 | 1667.3873 | 1667.25 | 0.13727
8010 | 83.17 | 0 | 50.45 | 0 | 0 | 0 | 0 | 0 | 0 | 0 | 0 | 1657.47 | 83.17 | 0 | 0 | 0 | 1495.3399 | 0 | 0 | 1495.3399 | 1495.4 | -0.060079
8011 | 83.17 | 0 | 46.26 | 0 | 0 | 0 | 0 | 0 | 0 | 0 | 0 | 1657.47 | 83.17 | 0 | 0 | 0 | 1495.3399 | 0 | 0 | 1495.3399 | 1495.4 | -0.060079
8012 | 83.17 | 0 | 42.07 | 0 | 0 | 0 | 0 | 0 | 0 | 0 | 0 | 1657.47 | 83.17 | 0 | 0 | 0 | 1495.3399 | 0 | 0 | 1495.3399 | 1495.4 | -0.060079
8013 | 83.17 | 0 | 37.88 | 0 | 0 | 0 | 0 | 0 | 0 | 0 | 0 | 1657.47 | 83.17 | 0 | 0 | 0 | 1495.3399 | 0 | 0 | 1495.3399 | 1495.4 | -0.060079
8014 | 83.17 | 0 | 33.68 | 0 | 0 | 0 | 0 | 0 | 0 | 0 | 0 | 1657.47 | 83.17 | 0 | 0 | 0 | 1495.3399 | 0 | 0 | 1495.3399 | 1495.4 | -0.060079
8015 | 83.17 | 0 | 29.49 | 0 | 0 | 0 | 0 | 0 | 0 | 0 | 0 | 1657.47 | 83.17 | 0 | 0 | 0 | 1495.3399 | 0 | 0 | 1495.3399 | 1495.4 | -0.060079
8016 | 83.17 | 0 | 25.3 | 0 | 0 | 0 | 0 | 0 | 0 | 0 | 0 | 1657.47 | 83.17 | 0 | 0 | 0 | 1495.3399 | 0 | 0 | 1495.3399 | 1495.4 | -0.060079
8017 | 86.03 | 0 | 22.87 | 0 | 0 | 0 | 0 | 0 | 0 | 0 | 0 | 1657.47 | 86.03 | 0 | 0 | 0 | 1495.3399 | 0 | 0 | 1495.3399 | 1495.4 | -0.060079
8018 | 86.03 | 0 | 20.43 | 0 | 0 | 0 | 0 | 0 | 0 | 0 | 0 | 1657.47 | 86.03 | 0 | 0 | 0 | 1495.3399 | 0 | 0 | 1495.3399 | 1495.4 | -0.060079
8019 | 86.03 | 0 | 18 | 0 | 0 | 0 | 0 | 0 | 0 | 0 | 0 | 1657.47 | 86.03 | 0 | 0 | 0 | 1495.3399 | 0 | 0 | 1495.3399 | 1495.4 | -0.060079
8020 | 86.03 | 0 | 15.56 | 0 | 0 | 0 | 0 | 0 | 0 | 0 | 0 | 1657.47 | 86.03 | 0 | 0 | 0 | 1495.3399 | 0 | 0 | 1495.3399 | 1495.4 | -0.060079
8021 | 86.03 | 0 | 13.13 | 0 | 0 | 0 | 0 | 0 | 0 | 0 | 0 | 1657.47 | 86.03 | 0 | 0 | 0 | 1495.3399 | 0 | 0 | 1495.3399 | 1495.4 | -0.060079
8022 | 86.03 | 0 | 10.69 | 0 | 0 | 0 | 0 | 0 | 0 | 0 | 0 | 1657.47 | 86.03 | 0 | 0 | 0 | 1495.3399 | 0 | 0 | 1495.3399 | 1495.4 | -0.060079
8023 | 86.03 | 0 | 8.26 | 0 | 0 | 0 | 0 | 0 | 0 | 0 | 0 | 1657.47 | 86.03 | 0 | 0 | 0 | 1495.3399 | 0 | 0 | 1495.3399 | 1495.4 | -0.060079
8024 | 100 | 0 | 14.39 | 0 | 0 | 0 | 0 | 0 | 0 | 0 | 0 | 1657.47 | 73.14 | 26.86 | 0 | 0 | 1495.3399 | 1269.5582 | 26.86 | 2764.8981 | 2765.15 | -0.25189
8025 | 100 | 0 | 20.53 | 0 | 0 | 0 | 0 | 0 | 0 | 0 | 0 | 1657.47 | 7.17 | 92.83 | 0 | 0 | 1495.3399 | 4387.6801 | 92.83 | 5883.02 | 5882.99 | 0.029984
8026 | 100 | 0 | 26.66 | 0 | 0 | 0 | 0 | 0 | 0 | 0 | 0 | 1657.47 | 0 | 140.96 | 40.96 | 0 | 1495.3399 | 4726.5755 | 100 | 6221.9154 | 6221.98 | -0.064551
8027 | 100 | 0 | 32.8 | 0 | 0 | 0 | 0 | 0 | 0 | 0 | 0 | 1657.47 | 0 | 168.22 | 68.22 | 0 | 1495.3399 | 4726.5755 | 100 | 6221.9154 | 6221.98 | -0.064551
8028 | 100 | 0 | 38.94 | 0 | 0 | 0 | 0 | 0 | 0 | 0 | 0 | 1657.47 | 0 | 181.32 | 81.32 | 0 | 1495.3399 | 4726.5755 | 100 | 6221.9154 | 6221.98 | -0.064551
8029 | 100 | 0 | 45.07 | 0 | 0 | 0 | 0 | 0 | 0 | 0 | 0 | 1657.47 | 0 | 178.56 | 78.56 | 0 | 1495.3399 | 4726.5755 | 100 | 6221.9154 | 6221.98 | -0.064551
8030 | 100 | 0 | 51.21 | 0 | 0 | 0 | 0 | 0 | 0 | 0 | 0 | 1657.47 | 0 | 161.17 | 61.17 | 0 | 1495.3399 | 4726.5755 | 100 | 6221.9154 | 6221.98 | -0.064551
8031 | 100 | 0 | 57.35 | 0 | 0 | 0 | 0 | 0 | 0 | 0 | 0 | 1657.47 | 0 | 129.62 | 29.62 | 0 | 1495.3399 | 4726.5755 | 100 | 6221.9154 | 6221.98 | -0.064551
8032 | 100 | 0 | 63.48 | 0 | 0 | 0 | 0 | 0 | 0 | 0 | 0 | 1657.47 | 19.36 | 80.64 | 0 | 0 | 1495.3399 | 3811.5105 | 80.64 | 5306.8504 | 5307.1 | -0.24957
8033 | 100 | 0 | 69.62 | 0 | 0 | 0 | 0 | 0 | 0 | 0 | 0 | 1657.47 | 85.87 | 14.13 | 0 | 0 | 1495.3399 | 667.8651 | 14.13 | 2163.205 | 2163.44 | -0.23496
8034 | 86.03 | 0 | 67.18 | 0 | 0 | 0 | 0 | 0 | 0 | 0 | 0 | 1657.47 | 86.03 | 0 | 0 | 0 | 1495.3399 | 0 | 0 | 1495.3399 | 1495.4 | -0.060079
8035 | 86.03 | 0 | 64.75 | 0 | 0 | 0 | 0 | 0 | 0 | 0 | 0 | 1657.47 | 86.03 | 0 | 0 | 0 | 1495.3399 | 0 | 0 | 1495.3399 | 1495.4 | -0.060079
8036 | 86.03 | 0 | 62.31 | 0 | 0 | 0 | 0 | 0 | 0 | 0 | 0 | 1657.47 | 86.03 | 0 | 0 | 0 | 1495.3399 | 0 | 0 | 1495.3399 | 1495.4 | -0.060079
8037 | 86.03 | 0 | 59.88 | 0 | 0 | 0 | 0 | 0 | 0 | 0 | 0 | 1657.47 | 86.03 | 0 | 0 | 0 | 1495.3399 | 0 | 0 | 1495.3399 | 1495.4 | -0.060079
8038 | 86.03 | 0 | 57.44 | 0 | 0 | 0 | 0 | 0 | 0 | 0 | 0 | 1657.47 | 86.03 | 0 | 0 | 0 | 1495.3399 | 0 | 0 | 1495.3399 | 1495.4 | -0.060079
8039 | 86.03 | 0 | 55.01 | 0 | 0 | 0 | 0 | 0 | 0 | 0 | 0 | 1657.47 | 86.03 | 0 | 0 | 0 | 1495.3399 | 0 | 0 | 1495.3399 | 1495.4 | -0.060079
8040 | 86.03 | 0 | 52.57 | 0 | 0 | 0 | 0 | 0 | 0 | 0 | 0 | 1657.47 | 86.03 | 0 | 0 | 0 | 1495.3399 | 0 | 0 | 1495.3399 | 1495.4 | -0.060079
8041 | 86.03 | 0 | 50.14 | 0 | 0 | 0 | 0 | 0 | 0 | 0 | 0 | 1657.47 | 86.03 | 0 | 0 | 0 | 1495.3399 | 0 | 0 | 1495.3399 | 1495.4 | -0.060079
8042 | 86.03 | 0 | 47.7 | 0 | 0 | 0 | 0 | 0 | 0 | 0 | 0 | 1657.47 | 86.03 | 0 | 0 | 0 | 1495.3399 | 0 | 0 | 1495.3399 | 1495.4 | -0.060079
8043 | 86.03 | 0 | 45.27 | 0 | 0 | 0 | 0 | 0 | 0 | 0 | 0 | 1657.47 | 86.03 | 0 | 0 | 0 | 1495.3399 | 0 | 0 | 1495.3399 | 1495.4 | -0.060079
8044 | 86.03 | 0 | 42.83 | 0 | 0 | 0 | 0 | 0 | 0 | 0 | 0 | 1657.47 | 86.03 | 0 | 0 | 0 | 1495.3399 | 0 | 0 | 1495.3399 | 1495.4 | -0.060079
8045 | 86.03 | 0 | 40.4 | 0 | 0 | 0 | 0 | 0 | 0 | 0 | 0 | 1657.47 | 86.03 | 0 | 0 | 0 | 1495.3399 | 0 | 0 | 1495.3399 | 1495.4 | -0.060079
8046 | 86.03 | 0 | 37.96 | 0 | 0 | 0 | 0 | 0 | 0 | 0 | 0 | 1657.47 | 86.03 | 0 | 0 | 0 | 1495.3399 | 0 | 0 | 1495.3399 | 1495.4 | -0.060079
8047 | 86.03 | 0 | 35.53 | 0 | 0 | 0 | 0 | 0 | 0 | 0 | 0 | 1657.47 | 86.03 | 0 | 0 | 0 | 1495.3399 | 0 | 0 | 1495.3399 | 1495.4 | -0.060079
8048 | 100 | 0 | 41.66 | 0 | 0 | 0 | 0 | 0 | 0 | 0 | 0 | 1657.47 | 73.23 | 26.77 | 0 | 0 | 1495.3399 | 1265.3043 | 26.77 | 2760.6442 | 2760.52 | 0.12419
8049 | 100 | 0 | 47.8 | 0 | 0 | 0 | 0 | 0 | 0 | 0 | 0 | 1657.47 | 7.16 | 92.84 | 0 | 0 | 1495.3399 | 4388.1527 | 92.84 | 5883.4926 | 5883.37 | 0.12264
8050 | 100 | 0 | 53.94 | 0 | 0 | 0 | 0 | 0 | 0 | 0 | 0 | 1657.47 | 0 | 142.13 | 42.13 | 0 | 1495.3399 | 4726.5755 | 100 | 6221.9154 | 6221.98 | -0.064551
8051 | 100 | 0 | 60.07 | 0 | 0 | 0 | 0 | 0 | 0 | 0 | 0 | 1657.47 | 0 | 170.99 | 70.99 | 0 | 1495.3399 | 4726.5755 | 100 | 6221.9154 | 6221.98 | -0.064551
8052 | 100 | 0 | 66.21 | 0 | 0 | 0 | 0 | 0 | 0 | 0 | 0 | 1657.47 | 0 | 185.67 | 85.67 | 0 | 1495.3399 | 4726.5755 | 100 | 6221.9154 | 6221.98 | -0.064551
8053 | 100 | 0 | 72.35 | 0 | 0 | 0 | 0 | 0 | 0 | 0 | 0 | 1657.47 | 0 | 183.84 | 83.84 | 0 | 1495.3399 | 4726.5755 | 100 | 6221.9154 | 6221.98 | -0.064551
8054 | 100 | 0 | 78.48 | 0 | 0 | 0 | 0 | 0 | 0 | 0 | 0 | 1657.47 | 0 | 166.71 | 66.71 | 0 | 1495.3399 | 4726.5755 | 100 | 6221.9154 | 6221.98 | -0.064551
8055 | 100 | 0 | 84.62 | 0 | 0 | 0 | 0 | 0 | 0 | 0 | 0 | 1657.47 | 0 | 132.63 | 32.63 | 0 | 1495.3399 | 4726.5755 | 100 | 6221.9154 | 6221.98 | -0.064551
8056 | 100 | 0 | 90.75 | 0 | 0 | 0 | 0 | 0 | 0 | 0 | 0 | 1657.47 | 18.14 | 81.86 | 0 | 0 | 1495.3399 | 3869.1747 | 81.86 | 5364.5146 | 5364.67 | -0.15535
8057 | 100 | 0 | 96.89 | 0 | 0 | 0 | 0 | 0 | 0 | 0 | 0 | 1657.47 | 85.74 | 14.26 | 0 | 0 | 1495.3399 | 674.0097 | 14.26 | 2169.3496 | 2169.6 | -0.25041
8058 | 86.03 | 0 | 94.46 | 0 | 0 | 0 | 0 | 0 | 0 | 0 | 0 | 1657.47 | 86.03 | 0 | 0 | 0 | 1495.3399 | 0 | 0 | 1495.3399 | 1495.4 | -0.060079
8059 | 86.03 | 0 | 92.02 | 0 | 0 | 0 | 0 | 0 | 0 | 0 | 0 | 1657.47 | 86.03 | 0 | 0 | 0 | 1495.3399 | 0 | 0 | 1495.3399 | 1495.4 | -0.060079
8060 | 86.03 | 0 | 89.59 | 0 | 0 | 0 | 0 | 0 | 0 | 0 | 0 | 1657.47 | 86.03 | 0 | 0 | 0 | 1495.3399 | 0 | 0 | 1495.3399 | 1495.4 | -0.060079
8061 | 86.03 | 0 | 87.15 | 0 | 0 | 0 | 0 | 0 | 0 | 0 | 0 | 1657.47 | 86.03 | 0 | 0 | 0 | 1495.3399 | 0 | 0 | 1495.3399 | 1495.4 | -0.060079
8062 | 86.03 | 0 | 84.72 | 0 | 0 | 0 | 0 | 0 | 0 | 0 | 0 | 1657.47 | 86.03 | 0 | 0 | 0 | 1495.3399 | 0 | 0 | 1495.3399 | 1495.4 | -0.060079
8063 | 86.03 | 0 | 82.28 | 0 | 0 | 0 | 0 | 0 | 0 | 0 | 0 | 1657.47 | 86.03 | 0 | 0 | 0 | 1495.3399 | 0 | 0 | 1495.3399 | 1495.4 | -0.060079
8064 | 86.03 | 0 | 79.85 | 0 | 0 | 0 | 0 | 0 | 0 | 0 | 0 | 1657.47 | 86.03 | 0 | 0 | 0 | 1495.3399 | 0 | 0 | 1495.3399 | 1495.4 | -0.060079
8065 | 86.03 | 0 | 77.41 | 0 | 0 | 0 | 0 | 0 | 0 | 0 | 0 | 1657.47 | 86.03 | 0 | 0 | 0 | 1495.3399 | 0 | 0 | 1495.3399 | 1495.4 | -0.060079
8066 | 86.03 | 0 | 74.98 | 0 | 0 | 0 | 0 | 0 | 0 | 0 | 0 | 1657.47 | 86.03 | 0 | 0 | 0 | 1495.3399 | 0 | 0 | 1495.3399 | 1495.4 | -0.060079
8067 | 86.03 | 0 | 72.54 | 0 | 0 | 0 | 0 | 0 | 0 | 0 | 0 | 1657.47 | 86.03 | 0 | 0 | 0 | 1495.3399 | 0 | 0 | 1495.3399 | 1495.4 | -0.060079
8068 | 86.03 | 0 | 70.11 | 0 | 0 | 0 | 0 | 0 | 0 | 0 | 0 | 1657.47 | 86.03 | 0 | 0 | 0 | 1495.3399 | 0 | 0 | 1495.3399 | 1495.4 | -0.060079
8069 | 86.03 | 0 | 67.67 | 0 | 0 | 0 | 0 | 0 | 0 | 0 | 0 | 1657.47 | 86.03 | 0 | 0 | 0 | 1495.3399 | 0 | 0 | 1495.3399 | 1495.4 | -0.060079
8070 | 86.03 | 0 | 65.24 | 0 | 0 | 0 | 0 | 0 | 0 | 0 | 0 | 1657.47 | 86.03 | 0 | 0 | 0 | 1495.3399 | 0 | 0 | 1495.3399 | 1495.4 | -0.060079
8071 | 86.03 | 0 | 62.8 | 0 | 0 | 0 | 0 | 0 | 0 | 0 | 0 | 1657.47 | 86.03 | 0 | 0 | 0 | 1495.3399 | 0 | 0 | 1495.3399 | 1495.4 | -0.060079
8072 | 100 | 0 | 68.94 | 0 | 0 | 0 | 0 | 0 | 0 | 0 | 0 | 1657.47 | 76.28 | 23.72 | 0 | 0 | 1495.3399 | 1121.1437 | 23.72 | 2616.4836 | 2616.36 | 0.12364
8073 | 100 | 0 | 75.07 | 0 | 0 | 0 | 0 | 0 | 0 | 0 | 0 | 1657.47 | 11.82 | 88.18 | 0 | 0 | 1495.3399 | 4167.8943 | 88.18 | 5663.2342 | 5663.39 | -0.15578
8074 | 100 | 0 | 81.21 | 0 | 0 | 0 | 0 | 0 | 0 | 0 | 0 | 1657.47 | 0 | 136.49 | 36.49 | 0 | 1495.3399 | 4726.5755 | 100 | 6221.9154 | 6221.98 | -0.064551
8075 | 100 | 0 | 87.35 | 0 | 0 | 0 | 0 | 0 | 0 | 0 | 0 | 1657.47 | 0 | 165.66 | 65.66 | 0 | 1495.3399 | 4726.5755 | 100 | 6221.9154 | 6221.98 | -0.064551
8076 | 100 | 0 | 93.48 | 0 | 0 | 0 | 0 | 0 | 0 | 0 | 0 | 1657.47 | 0 | 179.33 | 79.33 | 0 | 1495.3399 | 4726.5755 | 100 | 6221.9154 | 6221.98 | -0.064551
8077 | 100 | 0 | 99.62 | 0 | 0 | 0 | 0 | 0 | 0 | 0 | 0 | 1657.47 | 0 | 177.73 | 77.73 | 0 | 1495.3399 | 4726.5755 | 100 | 6221.9154 | 6221.98 | -0.064551
8078 | 100 | 0 | 105.75 | 0 | 0 | 0 | 0 | 0 | 0 | 0 | 0 | 1657.47 | 0 | 160.68 | 60.68 | 0 | 1495.3399 | 4726.5755 | 100 | 6221.9154 | 6221.98 | -0.064551
8079 | 100 | 0 | 111.89 | 0 | 0 | 0 | 0 | 0 | 0 | 0 | 0 | 1657.47 | 0 | 126.95 | 26.95 | 0 | 1495.3399 | 4726.5755 | 100 | 6221.9154 | 6221.98 | -0.064551
8080 | 100 | 0 | 118.03 | 0 | 0 | 0 | 0 | 0 | 0 | 0 | 0 | 1657.47 | 21.37 | 78.63 | 0 | 0 | 1495.3399 | 3716.5063 | 78.63 | 5211.8463 | 5211.82 | 0.026259
8081 | 99.56 | 0 | 123.9 | 0 | 0 | 0 | 0 | 0 | 0 | 0 | 0 | 1657.47 | 86.03 | 13.53 | 0 | 0 | 1495.3399 | 639.5057 | 13.53 | 2134.8456 | 2134.92 | -0.07441
8082 | 86.03 | 0 | 121.46 | 0 | 0 | 0 | 0 | 0 | 0 | 0 | 0 | 1657.47 | 86.03 | 0 | 0 | 0 | 1495.3399 | 0 | 0 | 1495.3399 | 1495.4 | -0.060079
8083 | 86.03 | 0 | 119.03 | 0 | 0 | 0 | 0 | 0 | 0 | 0 | 0 | 1657.47 | 86.03 | 0 | 0 | 0 | 1495.3399 | 0 | 0 | 1495.3399 | 1495.4 | -0.060079
8084 | 86.03 | 0 | 116.59 | 0 | 0 | 0 | 0 | 0 | 0 | 0 | 0 | 1657.47 | 86.03 | 0 | 0 | 0 | 1495.3399 | 0 | 0 | 1495.3399 | 1495.4 | -0.060079
8085 | 86.03 | 0 | 114.16 | 0 | 0 | 0 | 0 | 0 | 0 | 0 | 0 | 1657.47 | 86.03 | 0 | 0 | 0 | 1495.3399 | 0 | 0 | 1495.3399 | 1495.4 | -0.060079
8086 | 86.03 | 0 | 111.72 | 0 | 0 | 0 | 0 | 0 | 0 | 0 | 0 | 1657.47 | 86.03 | 0 | 0 | 0 | 1495.3399 | 0 | 0 | 1495.3399 | 1495.4 | -0.060079
8087 | 86.03 | 0 | 109.29 | 0 | 0 | 0 | 0 | 0 | 0 | 0 | 0 | 1657.47 | 86.03 | 0 | 0 | 0 | 1495.3399 | 0 | 0 | 1495.3399 | 1495.4 | -0.060079
8088 | 86.03 | 0 | 106.85 | 0 | 0 | 0 | 0 | 0 | 0 | 0 | 0 | 1657.47 | 86.03 | 0 | 0 | 0 | 1495.3399 | 0 | 0 | 1495.3399 | 1495.4 | -0.060079
8089 | 86.03 | 0 | 104.42 | 0 | 0 | 0 | 0 | 0 | 0 | 0 | 0 | 1657.47 | 86.03 | 0 | 0 | 0 | 1495.3399 | 0 | 0 | 1495.3399 | 1495.4 | -0.060079
8090 | 86.03 | 0 | 101.98 | 0 | 0 | 0 | 0 | 0 | 0 | 0 | 0 | 1657.47 | 86.03 | 0 | 0 | 0 | 1495.3399 | 0 | 0 | 1495.3399 | 1495.4 | -0.060079
8091 | 86.03 | 0 | 99.55 | 0 | 0 | 0 | 0 | 0 | 0 | 0 | 0 | 1657.47 | 86.03 | 0 | 0 | 0 | 1495.3399 | 0 | 0 | 1495.3399 | 1495.4 | -0.060079
8092 | 86.03 | 0 | 97.11 | 0 | 0 | 0 | 0 | 0 | 0 | 0 | 0 | 1657.47 | 86.03 | 0 | 0 | 0 | 1495.3399 | 0 | 0 | 1495.3399 | 1495.4 | -0.060079
8093 | 86.03 | 0 | 94.68 | 0 | 0 | 0 | 0 | 0 | 0 | 0 | 0 | 1657.47 | 86.03 | 0 | 0 | 0 | 1495.3399 | 0 | 0 | 1495.3399 | 1495.4 | -0.060079
8094 | 86.03 | 0 | 92.24 | 0 | 0 | 0 | 0 | 0 | 0 | 0 | 0 | 1657.47 | 86.03 | 0 | 0 | 0 | 1495.3399 | 0 | 0 | 1495.3399 | 1495.4 | -0.060079
8095 | 86.03 | 0 | 89.81 | 0 | 0 | 0 | 0 | 0 | 0 | 0 | 0 | 1657.47 | 86.03 | 0 | 0 | 0 | 1495.3399 | 0 | 0 | 1495.3399 | 1495.4 | -0.060079
8096 | 89.58 | 0 | 89.54 | 0 | 0 | 0 | 0 | 0 | 0 | 0 | 0 | 1657.47 | 86.03 | 3.54 | 0 | 0 | 1495.3399 | 167.3208 | 3.54 | 1662.6607 | 1662.84 | -0.17931
8097 | 100 | 0 | 95.68 | 0 | 0 | 0 | 0 | 0 | 0 | 0 | 0 | 1657.47 | 53.04 | 46.96 | 0 | 0 | 1495.3399 | 2219.5999 | 46.96 | 3714.9398 | 3715.1 | -0.16021
8098 | 100 | 0 | 101.82 | 0 | 0 | 0 | 0 | 0 | 0 | 0 | 0 | 1657.47 | 22.66 | 77.34 | 0 | 0 | 1495.3399 | 3655.5335 | 77.34 | 5150.8734 | 5151.13 | -0.25657
8099 | 100 | 0 | 107.95 | 0 | 0 | 0 | 0 | 0 | 0 | 0 | 0 | 1657.47 | 0 | 156.83 | 56.83 | 0 | 1495.3399 | 4726.5755 | 100 | 6221.9154 | 6221.98 | -0.064551
8100 | 100 | 0 | 114.09 | 0 | 0 | 0 | 0 | 0 | 0 | 0 | 0 | 1657.47 | 0 | 110.26 | 10.26 | 0 | 1495.3399 | 4726.5755 | 100 | 6221.9154 | 6221.98 | -0.064551
8101 | 100 | 0 | 120.23 | 0 | 0 | 0 | 0 | 0 | 0 | 0 | 0 | 1657.47 | 0 | 138.88 | 38.88 | 0 | 1495.3399 | 4726.5755 | 100 | 6221.9154 | 6221.98 | -0.064551
8102 | 100 | 0 | 126.36 | 0 | 0 | 0 | 0 | 0 | 0 | 0 | 0 | 1657.47 | 0 | 111.71 | 11.71 | 0 | 1495.3399 | 4726.5755 | 100 | 6221.9154 | 6221.98 | -0.064551
8103 | 100 | 0 | 132.5 | 0 | 0 | 0 | 0 | 0 | 0 | 0 | 0 | 1657.47 | 3.51 | 96.49 | 0 | 0 | 1495.3399 | 4560.6727 | 96.49 | 6056.0126 | 6056.17 | -0.15735
8104 | 100 | 0 | 138.63 | 0 | 0 | 0 | 0 | 0 | 0 | 0 | 0 | 1657.47 | 43.48 | 56.52 | 0 | 0 | 1495.3399 | 2671.4605 | 56.52 | 4166.8004 | 4167.05 | -0.24959
8105 | 88.54 | 0 | 137.74 | 0 | 0 | 0 | 0 | 0 | 0 | 0 | 0 | 1657.47 | 86.03 | 2.51 | 0 | 0 | 1495.3399 | 118.637 | 2.51 | 1613.977 | 1614 | -0.023034
8106 | 86.03 | 0 | 135.3 | 0 | 0 | 0 | 0 | 0 | 0 | 0 | 0 | 1657.47 | 86.03 | 0 | 0 | 0 | 1495.3399 | 0 | 0 | 1495.3399 | 1495.4 | -0.060079
8107 | 86.03 | 0 | 132.87 | 0 | 0 | 0 | 0 | 0 | 0 | 0 | 0 | 1657.47 | 86.03 | 0 | 0 | 0 | 1495.3399 | 0 | 0 | 1495.3399 | 1495.4 | -0.060079
8108 | 86.03 | 0 | 130.43 | 0 | 0 | 0 | 0 | 0 | 0 | 0 | 0 | 1657.47 | 86.03 | 0 | 0 | 0 | 1495.3399 | 0 | 0 | 1495.3399 | 1495.4 | -0.060079
8109 | 86.03 | 0 | 128 | 0 | 0 | 0 | 0 | 0 | 0 | 0 | 0 | 1657.47 | 86.03 | 0 | 0 | 0 | 1495.3399 | 0 | 0 | 1495.3399 | 1495.4 | -0.060079
8110 | 86.03 | 0 | 125.56 | 0 | 0 | 0 | 0 | 0 | 0 | 0 | 0 | 1657.47 | 86.03 | 0 | 0 | 0 | 1495.3399 | 0 | 0 | 1495.3399 | 1495.4 | -0.060079
8111 | 86.03 | 0 | 123.13 | 0 | 0 | 0 | 0 | 0 | 0 | 0 | 0 | 1657.47 | 86.03 | 0 | 0 | 0 | 1495.3399 | 0 | 0 | 1495.3399 | 1495.4 | -0.060079
8112 | 86.03 | 0 | 120.69 | 0 | 0 | 0 | 0 | 0 | 0 | 0 | 0 | 1657.47 | 86.03 | 0 | 0 | 0 | 1495.3399 | 0 | 0 | 1495.3399 | 1495.4 | -0.060079
8113 | 86.03 | 0 | 118.26 | 0 | 0 | 0 | 0 | 0 | 0 | 0 | 0 | 1657.47 | 86.03 | 0 | 0 | 0 | 1495.3399 | 0 | 0 | 1495.3399 | 1495.4 | -0.060079
8114 | 86.03 | 0 | 115.82 | 0 | 0 | 0 | 0 | 0 | 0 | 0 | 0 | 1657.47 | 86.03 | 0 | 0 | 0 | 1495.3399 | 0 | 0 | 1495.3399 | 1495.4 | -0.060079
8115 | 86.03 | 0 | 113.39 | 0 | 0 | 0 | 0 | 0 | 0 | 0 | 0 | 1657.47 | 86.03 | 0 | 0 | 0 | 1495.3399 | 0 | 0 | 1495.3399 | 1495.4 | -0.060079
8116 | 86.03 | 0 | 110.95 | 0 | 0 | 0 | 0 | 0 | 0 | 0 | 0 | 1657.47 | 86.03 | 0 | 0 | 0 | 1495.3399 | 0 | 0 | 1495.3399 | 1495.4 | -0.060079
8117 | 86.03 | 0 | 108.52 | 0 | 0 | 0 | 0 | 0 | 0 | 0 | 0 | 1657.47 | 86.03 | 0 | 0 | 0 | 1495.3399 | 0 | 0 | 1495.3399 | 1495.4 | -0.060079
8118 | 86.03 | 0 | 106.08 | 0 | 0 | 0 | 0 | 0 | 0 | 0 | 0 | 1657.47 | 86.03 | 0 | 0 | 0 | 1495.3399 | 0 | 0 | 1495.3399 | 1495.4 | -0.060079
8119 | 86.03 | 0 | 103.65 | 0 | 0 | 0 | 0 | 0 | 0 | 0 | 0 | 1657.47 | 86.03 | 0 | 0 | 0 | 1495.3399 | 0 | 0 | 1495.3399 | 1495.4 | -0.060079
8120 | 89.94 | 0 | 103.61 | 0 | 0 | 0 | 0 | 0 | 0 | 0 | 0 | 1657.47 | 86.03 | 3.91 | 0 | 0 | 1495.3399 | 184.8091 | 3.91 | 1680.149 | 1680.19 | -0.040976
8121 | 100 | 0 | 109.75 | 0 | 0 | 0 | 0 | 0 | 0 | 0 | 0 | 1657.47 | 38.16 | 61.84 | 0 | 0 | 1495.3399 | 2922.9143 | 61.84 | 4418.2542 | 4418.51 | -0.25577
8122 | 100 | 0 | 115.89 | 0 | 0 | 0 | 0 | 0 | 0 | 0 | 0 | 1657.47 | 0 | 111.16 | 11.16 | 0 | 1495.3399 | 4726.5755 | 100 | 6221.9154 | 6221.98 | -0.064551
8123 | 100 | 0 | 122.02 | 0 | 0 | 0 | 0 | 0 | 0 | 0 | 0 | 1657.47 | 0 | 107.77 | 7.77 | 0 | 1495.3399 | 4726.5755 | 100 | 6221.9154 | 6221.98 | -0.064551
8124 | 100 | 0 | 128.16 | 0 | 0 | 0 | 0 | 0 | 0 | 0 | 0 | 1657.47 | 2.08 | 97.92 | 0 | 0 | 1495.3399 | 4628.2628 | 97.92 | 6123.6027 | 6123.76 | -0.15732
8125 | 100 | 0 | 134.29 | 0 | 0 | 0 | 0 | 0 | 0 | 0 | 0 | 1657.47 | 0 | 111.72 | 11.72 | 0 | 1495.3399 | 4726.5755 | 100 | 6221.9154 | 6221.98 | -0.064551
8126 | 100 | 0 | 140.43 | 0 | 0 | 0 | 0 | 0 | 0 | 0 | 0 | 1657.47 | 16.28 | 83.72 | 0 | 0 | 1495.3399 | 3957.089 | 83.72 | 5452.429 | 5452.3 | 0.12895
8127 | 100 | 0 | 146.57 | 0 | 0 | 0 | 0 | 0 | 0 | 0 | 0 | 1657.47 | 46.16 | 53.84 | 0 | 0 | 1495.3399 | 2544.7883 | 53.84 | 4040.1282 | 4040.38 | -0.25181
8128 | 100 | 0 | 152.7 | 0 | 0 | 0 | 0 | 0 | 0 | 0 | 0 | 1657.47 | 70.07 | 29.93 | 0 | 0 | 1495.3399 | 1414.6641 | 29.93 | 2910.004 | 2909.97 | 0.033976
8129 | 87.49 | 0 | 151.16 | 0 | 0 | 0 | 0 | 0 | 0 | 0 | 0 | 1657.47 | 86.03 | 1.46 | 0 | 0 | 1495.3399 | 69.008 | 1.46 | 1564.3479 | 1564.26 | 0.087923
8130 | 86.03 | 0 | 148.73 | 0 | 0 | 0 | 0 | 0 | 0 | 0 | 0 | 1657.47 | 86.03 | 0 | 0 | 0 | 1495.3399 | 0 | 0 | 1495.3399 | 1495.4 | -0.060079
8131 | 86.03 | 0 | 146.29 | 0 | 0 | 0 | 0 | 0 | 0 | 0 | 0 | 1657.47 | 86.03 | 0 | 0 | 0 | 1495.3399 | 0 | 0 | 1495.3399 | 1495.4 | -0.060079
8132 | 86.03 | 0 | 143.86 | 0 | 0 | 0 | 0 | 0 | 0 | 0 | 0 | 1657.47 | 86.03 | 0 | 0 | 0 | 1495.3399 | 0 | 0 | 1495.3399 | 1495.4 | -0.060079
8133 | 86.03 | 0 | 141.42 | 0 | 0 | 0 | 0 | 0 | 0 | 0 | 0 | 1657.47 | 86.03 | 0 | 0 | 0 | 1495.3399 | 0 | 0 | 1495.3399 | 1495.4 | -0.060079
8134 | 86.03 | 0 | 138.99 | 0 | 0 | 0 | 0 | 0 | 0 | 0 | 0 | 1657.47 | 86.03 | 0 | 0 | 0 | 1495.3399 | 0 | 0 | 1495.3399 | 1495.4 | -0.060079
8135 | 86.03 | 0 | 136.55 | 0 | 0 | 0 | 0 | 0 | 0 | 0 | 0 | 1657.47 | 86.03 | 0 | 0 | 0 | 1495.3399 | 0 | 0 | 1495.3399 | 1495.4 | -0.060079
8136 | 86.03 | 0 | 134.12 | 0 | 0 | 0 | 0 | 0 | 0 | 0 | 0 | 1657.47 | 86.03 | 0 | 0 | 0 | 1495.3399 | 0 | 0 | 1495.3399 | 1495.4 | -0.060079
8137 | 86.03 | 0 | 131.68 | 0 | 0 | 0 | 0 | 0 | 0 | 0 | 0 | 1657.47 | 86.03 | 0 | 0 | 0 | 1495.3399 | 0 | 0 | 1495.3399 | 1495.4 | -0.060079
8138 | 86.03 | 0 | 129.25 | 0 | 0 | 0 | 0 | 0 | 0 | 0 | 0 | 1657.47 | 86.03 | 0 | 0 | 0 | 1495.3399 | 0 | 0 | 1495.3399 | 1495.4 | -0.060079
8139 | 86.03 | 0 | 126.81 | 0 | 0 | 0 | 0 | 0 | 0 | 0 | 0 | 1657.47 | 86.03 | 0 | 0 | 0 | 1495.3399 | 0 | 0 | 1495.3399 | 1495.4 | -0.060079
8140 | 86.03 | 0 | 124.38 | 0 | 0 | 0 | 0 | 0 | 0 | 0 | 0 | 1657.47 | 86.03 | 0 | 0 | 0 | 1495.3399 | 0 | 0 | 1495.3399 | 1495.4 | -0.060079
8141 | 86.03 | 0 | 121.94 | 0 | 0 | 0 | 0 | 0 | 0 | 0 | 0 | 1657.47 | 86.03 | 0 | 0 | 0 | 1495.3399 | 0 | 0 | 1495.3399 | 1495.4 | -0.060079
8142 | 86.03 | 0 | 119.51 | 0 | 0 | 0 | 0 | 0 | 0 | 0 | 0 | 1657.47 | 86.03 | 0 | 0 | 0 | 1495.3399 | 0 | 0 | 1495.3399 | 1495.4 | -0.060079
8143 | 86.03 | 0 | 117.07 | 0 | 0 | 0 | 0 | 0 | 0 | 0 | 0 | 1657.47 | 86.03 | 0 | 0 | 0 | 1495.3399 | 0 | 0 | 1495.3399 | 1495.4 | -0.060079
8144 | 100 | 0 | 123.21 | 0 | 0 | 0 | 0 | 0 | 0 | 0 | 0 | 1657.47 | 79.25 | 20.75 | 0 | 0 | 1495.3399 | 980.7644 | 20.75 | 2476.1043 | 2476.36 | -0.25566
8145 | 100 | 0 | 129.34 | 0 | 0 | 0 | 0 | 0 | 0 | 0 | 0 | 1657.47 | 13.19 | 86.81 | 0 | 0 | 1495.3399 | 4103.1402 | 86.81 | 5598.4801 | 5598.64 | -0.15986
8146 | 100 | 0 | 135.48 | 0 | 0 | 0 | 0 | 0 | 0 | 0 | 0 | 1657.47 | 0 | 116.14 | 16.14 | 0 | 1495.3399 | 4726.5755 | 100 | 6221.9154 | 6221.98 | -0.064551
8147 | 100 | 0 | 141.62 | 0 | 0 | 0 | 0 | 0 | 0 | 0 | 0 | 1657.47 | 0 | 140.72 | 40.72 | 0 | 1495.3399 | 4726.5755 | 100 | 6221.9154 | 6221.98 | -0.064551
8148 | 100 | 0 | 147.75 | 0 | 0 | 0 | 0 | 0 | 0 | 0 | 0 | 1657.47 | 0 | 114.18 | 14.18 | 0 | 1495.3399 | 4726.5755 | 100 | 6221.9154 | 6221.98 | -0.064551
8149 | 100 | 0 | 153.89 | 0 | 0 | 0 | 0 | 0 | 0 | 0 | 0 | 1657.47 | 0 | 142.57 | 42.57 | 0 | 1495.3399 | 4726.5755 | 100 | 6221.9154 | 6221.98 | -0.064551
8150 | 100 | 0 | 160.03 | 0 | 0 | 0 | 0 | 0 | 0 | 0 | 0 | 1657.47 | 0 | 165.66 | 65.66 | 0 | 1495.3399 | 4726.5755 | 100 | 6221.9154 | 6221.98 | -0.064551
8151 | 100 | 0 | 166.16 | 0 | 0 | 0 | 0 | 0 | 0 | 0 | 0 | 1657.47 | 0 | 131.45 | 31.45 | 0 | 1495.3399 | 4726.5755 | 100 | 6221.9154 | 6221.98 | -0.064551
8152 | 100 | 0 | 172.3 | 0 | 0 | 0 | 0 | 0 | 0 | 0 | 0 | 1657.47 | 19.58 | 80.42 | 0 | 0 | 1495.3399 | 3801.112 | 80.42 | 5296.452 | 5296.61 | -0.15804
8153 | 98.11 | 0 | 177.28 | 0 | 0 | 0 | 0 | 0 | 0 | 0 | 0 | 1657.47 | 86.03 | 12.08 | 0 | 0 | 1495.3399 | 570.9703 | 12.08 | 2066.3102 | 2066.46 | -0.14976
8154 | 86.03 | 0 | 174.84 | 0 | 0 | 0 | 0 | 0 | 0 | 0 | 0 | 1657.47 | 86.03 | 0 | 0 | 0 | 1495.3399 | 0 | 0 | 1495.3399 | 1495.4 | -0.060079
8155 | 86.03 | 0 | 172.41 | 0 | 0 | 0 | 0 | 0 | 0 | 0 | 0 | 1657.47 | 86.03 | 0 | 0 | 0 | 1495.3399 | 0 | 0 | 1495.3399 | 1495.4 | -0.060079
8156 | 86.03 | 0 | 169.97 | 0 | 0 | 0 | 0 | 0 | 0 | 0 | 0 | 1657.47 | 86.03 | 0 | 0 | 0 | 1495.3399 | 0 | 0 | 1495.3399 | 1495.4 | -0.060079
8157 | 86.03 | 0 | 167.54 | 0 | 0 | 0 | 0 | 0 | 0 | 0 | 0 | 1657.47 | 86.03 | 0 | 0 | 0 | 1495.3399 | 0 | 0 | 1495.3399 | 1495.4 | -0.060079
8158 | 86.03 | 0 | 165.1 | 0 | 0 | 0 | 0 | 0 | 0 | 0 | 0 | 1657.47 | 86.03 | 0 | 0 | 0 | 1495.3399 | 0 | 0 | 1495.3399 | 1495.4 | -0.060079
8159 | 86.03 | 0 | 162.67 | 0 | 0 | 0 | 0 | 0 | 0 | 0 | 0 | 1657.47 | 86.03 | 0 | 0 | 0 | 1495.3399 | 0 | 0 | 1495.3399 | 1495.4 | -0.060079
8160 | 86.03 | 0 | 160.23 | 0 | 0 | 0 | 0 | 0 | 0 | 0 | 0 | 1657.47 | 86.03 | 0 | 0 | 0 | 1495.3399 | 0 | 0 | 1495.3399 | 1495.4 | -0.060079
8161 | 86.03 | 0 | 157.8 | 0 | 0 | 0 | 0 | 0 | 0 | 0 | 0 | 1657.47 | 86.03 | 0 | 0 | 0 | 1495.3399 | 0 | 0 | 1495.3399 | 1495.4 | -0.060079
8162 | 86.03 | 0 | 155.36 | 0 | 0 | 0 | 0 | 0 | 0 | 0 | 0 | 1657.47 | 86.03 | 0 | 0 | 0 | 1495.3399 | 0 | 0 | 1495.3399 | 1495.4 | -0.060079
8163 | 86.03 | 0 | 152.93 | 0 | 0 | 0 | 0 | 0 | 0 | 0 | 0 | 1657.47 | 86.03 | 0 | 0 | 0 | 1495.3399 | 0 | 0 | 1495.3399 | 1495.4 | -0.060079
8164 | 86.03 | 0 | 150.49 | 0 | 0 | 0 | 0 | 0 | 0 | 0 | 0 | 1657.47 | 86.03 | 0 | 0 | 0 | 1495.3399 | 0 | 0 | 1495.3399 | 1495.4 | -0.060079
8165 | 86.03 | 0 | 148.06 | 0 | 0 | 0 | 0 | 0 | 0 | 0 | 0 | 1657.47 | 86.03 | 0 | 0 | 0 | 1495.3399 | 0 | 0 | 1495.3399 | 1495.4 | -0.060079
8166 | 86.03 | 0 | 145.62 | 0 | 0 | 0 | 0 | 0 | 0 | 0 | 0 | 1657.47 | 86.03 | 0 | 0 | 0 | 1495.3399 | 0 | 0 | 1495.3399 | 1495.4 | -0.060079
8167 | 86.03 | 0 | 143.19 | 0 | 0 | 0 | 0 | 0 | 0 | 0 | 0 | 1657.47 | 86.03 | 0 | 0 | 0 | 1495.3399 | 0 | 0 | 1495.3399 | 1495.4 | -0.060079
8168 | 88.91 | 0 | 142.52 | 0 | 0 | 0 | 0 | 0 | 0 | 0 | 0 | 1657.47 | 86.03 | 2.88 | 0 | 0 | 1495.3399 | 136.1254 | 2.88 | 1631.4653 | 1631.47 | -0.0047042
8169 | 100 | 0 | 148.66 | 0 | 0 | 0 | 0 | 0 | 0 | 0 | 0 | 1657.47 | 46.03 | 53.97 | 0 | 0 | 1495.3399 | 2550.9328 | 53.97 | 4046.2727 | 4046.15 | 0.12273
8170 | 100 | 0 | 154.79 | 0 | 0 | 0 | 0 | 0 | 0 | 0 | 0 | 1657.47 | 11.95 | 88.05 | 0 | 0 | 1495.3399 | 4161.7498 | 88.05 | 5657.0897 | 5656.96 | 0.12967
8171 | 95.85 | 0 | 158.38 | 0 | 0 | 0 | 0 | 0 | 0 | 0 | 0 | 1657.47 | 86.03 | 9.81 | 0 | 0 | 1495.3399 | 463.6771 | 9.81 | 1959.017 | 1959.22 | -0.20302
8172 | 100 | 0 | 164.51 | 0 | 0 | 0 | 0 | 0 | 0 | 0 | 0 | 1657.47 | 18.47 | 81.53 | 0 | 0 | 1495.3399 | 3853.577 | 81.53 | 5348.9169 | 5348.98 | -0.063051
8173 | 91.68 | 0 | 165.55 | 0 | 0 | 0 | 0 | 0 | 0 | 0 | 0 | 1657.47 | 86.03 | 5.65 | 0 | 0 | 1495.3399 | 267.0515 | 5.65 | 1762.3914 | 1762.48 | -0.088562
8174 | 86.53 | 0 | 163.42 | 0 | 0 | 0 | 0 | 0 | 0 | 0 | 0 | 1657.47 | 86.03 | 0.49 | 0 | 0 | 1495.3399 | 23.1602 | 0.49 | 1518.5001 | 1518.72 | -0.21986
8175 | 100 | 0 | 169.55 | 0 | 0 | 0 | 0 | 0 | 0 | 0 | 0 | 1657.47 | 61.8 | 38.2 | 0 | 0 | 1495.3399 | 1805.5519 | 38.2 | 3300.8918 | 3300.77 | 0.12177
8176 | 100 | 0 | 175.69 | 0 | 0 | 0 | 0 | 0 | 0 | 0 | 0 | 1657.47 | 82.44 | 17.56 | 0 | 0 | 1495.3399 | 829.9867 | 17.56 | 2325.3266 | 2325.33 | -0.0034166
8177 | 86.83 | 0 | 173.74 | 0 | 0 | 0 | 0 | 0 | 0 | 0 | 0 | 1657.47 | 86.03 | 0.8 | 0 | 0 | 1495.3399 | 37.8126 | 0.8 | 1533.1525 | 1533.04 | 0.11252
8178 | 86.03 | 0 | 171.31 | 0 | 0 | 0 | 0 | 0 | 0 | 0 | 0 | 1657.47 | 86.03 | 0 | 0 | 0 | 1495.3399 | 0 | 0 | 1495.3399 | 1495.4 | -0.060079
8179 | 86.03 | 0 | 168.87 | 0 | 0 | 0 | 0 | 0 | 0 | 0 | 0 | 1657.47 | 86.03 | 0 | 0 | 0 | 1495.3399 | 0 | 0 | 1495.3399 | 1495.4 | -0.060079
8180 | 86.03 | 0 | 166.44 | 0 | 0 | 0 | 0 | 0 | 0 | 0 | 0 | 1657.47 | 86.03 | 0 | 0 | 0 | 1495.3399 | 0 | 0 | 1495.3399 | 1495.4 | -0.060079
8181 | 86.03 | 0 | 164 | 0 | 0 | 0 | 0 | 0 | 0 | 0 | 0 | 1657.47 | 86.03 | 0 | 0 | 0 | 1495.3399 | 0 | 0 | 1495.3399 | 1495.4 | -0.060079
8182 | 86.03 | 0 | 161.57 | 0 | 0 | 0 | 0 | 0 | 0 | 0 | 0 | 1657.47 | 86.03 | 0 | 0 | 0 | 1495.3399 | 0 | 0 | 1495.3399 | 1495.4 | -0.060079
8183 | 86.03 | 0 | 159.13 | 0 | 0 | 0 | 0 | 0 | 0 | 0 | 0 | 1657.47 | 86.03 | 0 | 0 | 0 | 1495.3399 | 0 | 0 | 1495.3399 | 1495.4 | -0.060079
8184 | 86.03 | 0 | 156.7 | 0 | 0 | 0 | 0 | 0 | 0 | 0 | 0 | 1657.47 | 86.03 | 0 | 0 | 0 | 1495.3399 | 0 | 0 | 1495.3399 | 1495.4 | -0.060079
8185 | 86.03 | 0 | 154.26 | 0 | 0 | 0 | 0 | 0 | 0 | 0 | 0 | 1657.47 | 86.03 | 0 | 0 | 0 | 1495.3399 | 0 | 0 | 1495.3399 | 1495.4 | -0.060079
8186 | 86.03 | 0 | 151.83 | 0 | 0 | 0 | 0 | 0 | 0 | 0 | 0 | 1657.47 | 86.03 | 0 | 0 | 0 | 1495.3399 | 0 | 0 | 1495.3399 | 1495.4 | -0.060079
8187 | 86.03 | 0 | 149.39 | 0 | 0 | 0 | 0 | 0 | 0 | 0 | 0 | 1657.47 | 86.03 | 0 | 0 | 0 | 1495.3399 | 0 | 0 | 1495.3399 | 1495.4 | -0.060079
8188 | 86.03 | 0 | 146.96 | 0 | 0 | 0 | 0 | 0 | 0 | 0 | 0 | 1657.47 | 86.03 | 0 | 0 | 0 | 1495.3399 | 0 | 0 | 1495.3399 | 1495.4 | -0.060079
8189 | 86.03 | 0 | 144.52 | 0 | 0 | 0 | 0 | 0 | 0 | 0 | 0 | 1657.47 | 86.03 | 0 | 0 | 0 | 1495.3399 | 0 | 0 | 1495.3399 | 1495.4 | -0.060079
8190 | 86.03 | 0 | 142.09 | 0 | 0 | 0 | 0 | 0 | 0 | 0 | 0 | 1657.47 | 86.03 | 0 | 0 | 0 | 1495.3399 | 0 | 0 | 1495.3399 | 1495.4 | -0.060079
8191 | 86.03 | 0 | 139.65 | 0 | 0 | 0 | 0 | 0 | 0 | 0 | 0 | 1657.47 | 86.03 | 0 | 0 | 0 | 1495.3399 | 0 | 0 | 1495.3399 | 1495.4 | -0.060079
8192 | 94.63 | 0 | 142.49 | 0 | 0 | 0 | 0 | 0 | 0 | 0 | 0 | 1657.47 | 86.03 | 8.6 | 0 | 0 | 1495.3399 | 406.4855 | 8.6 | 1901.8254 | 1901.82 | 0.0054161
8193 | 100 | 0 | 148.63 | 0 | 0 | 0 | 0 | 0 | 0 | 0 | 0 | 1657.47 | 26.4 | 73.6 | 0 | 0 | 1495.3399 | 3478.7596 | 73.6 | 4974.0995 | 4974.26 | -0.16049
8194 | 95.48 | 0 | 151.99 | 0 | 0 | 0 | 0 | 0 | 0 | 0 | 0 | 1657.47 | 86.03 | 9.45 | 0 | 0 | 1495.3399 | 446.6614 | 9.45 | 1942.0013 | 1942.02 | -0.018692
8195 | 88.66 | 0 | 151.17 | 0 | 0 | 0 | 0 | 0 | 0 | 0 | 0 | 1657.47 | 86.03 | 2.62 | 0 | 0 | 1495.3399 | 123.8363 | 2.62 | 1619.1762 | 1619.43 | -0.2538
8196 | 97.35 | 0 | 155.68 | 0 | 0 | 0 | 0 | 0 | 0 | 0 | 0 | 1657.47 | 86.03 | 11.31 | 0 | 0 | 1495.3399 | 534.5757 | 11.31 | 2029.9156 | 2030.17 | -0.25439
8197 | 98.13 | 0 | 160.66 | 0 | 0 | 0 | 0 | 0 | 0 | 0 | 0 | 1657.47 | 86.03 | 12.1 | 0 | 0 | 1495.3399 | 571.9156 | 12.1 | 2067.2556 | 2067.08 | 0.17556
8198 | 100 | 0 | 166.8 | 0 | 0 | 0 | 0 | 0 | 0 | 0 | 0 | 1657.47 | 82.7 | 17.3 | 0 | 0 | 1495.3399 | 817.6976 | 17.3 | 2313.0375 | 2313.17 | -0.13251
8199 | 86.71 | 0 | 164.78 | 0 | 0 | 0 | 0 | 0 | 0 | 0 | 0 | 1657.47 | 86.03 | 0.68 | 0 | 0 | 1495.3399 | 32.1407 | 0.68 | 1527.4806 | 1527.63 | -0.14937
8200 | 86.03 | 0 | 162.35 | 0 | 0 | 0 | 0 | 0 | 0 | 0 | 0 | 1657.47 | 86.03 | 0 | 0 | 0 | 1495.3399 | 0 | 0 | 1495.3399 | 1495.4 | -0.060079
8201 | 86.03 | 0 | 159.91 | 0 | 0 | 0 | 0 | 0 | 0 | 0 | 0 | 1657.47 | 86.03 | 0 | 0 | 0 | 1495.3399 | 0 | 0 | 1495.3399 | 1495.4 | -0.060079
8202 | 86.03 | 0 | 157.48 | 0 | 0 | 0 | 0 | 0 | 0 | 0 | 0 | 1657.47 | 86.03 | 0 | 0 | 0 | 1495.3399 | 0 | 0 | 1495.3399 | 1495.4 | -0.060079
8203 | 86.03 | 0 | 155.04 | 0 | 0 | 0 | 0 | 0 | 0 | 0 | 0 | 1657.47 | 86.03 | 0 | 0 | 0 | 1495.3399 | 0 | 0 | 1495.3399 | 1495.4 | -0.060079
8204 | 86.03 | 0 | 152.61 | 0 | 0 | 0 | 0 | 0 | 0 | 0 | 0 | 1657.47 | 86.03 | 0 | 0 | 0 | 1495.3399 | 0 | 0 | 1495.3399 | 1495.4 | -0.060079
8205 | 86.03 | 0 | 150.17 | 0 | 0 | 0 | 0 | 0 | 0 | 0 | 0 | 1657.47 | 86.03 | 0 | 0 | 0 | 1495.3399 | 0 | 0 | 1495.3399 | 1495.4 | -0.060079
8206 | 86.03 | 0 | 147.74 | 0 | 0 | 0 | 0 | 0 | 0 | 0 | 0 | 1657.47 | 86.03 | 0 | 0 | 0 | 1495.3399 | 0 | 0 | 1495.3399 | 1495.4 | -0.060079
8207 | 86.03 | 0 | 145.3 | 0 | 0 | 0 | 0 | 0 | 0 | 0 | 0 | 1657.47 | 86.03 | 0 | 0 | 0 | 1495.3399 | 0 | 0 | 1495.3399 | 1495.4 | -0.060079
8208 | 86.03 | 0 | 142.87 | 0 | 0 | 0 | 0 | 0 | 0 | 0 | 0 | 1657.47 | 86.03 | 0 | 0 | 0 | 1495.3399 | 0 | 0 | 1495.3399 | 1495.4 | -0.060079
8209 | 86.03 | 0 | 140.43 | 0 | 0 | 0 | 0 | 0 | 0 | 0 | 0 | 1657.47 | 86.03 | 0 | 0 | 0 | 1495.3399 | 0 | 0 | 1495.3399 | 1495.4 | -0.060079
8210 | 86.03 | 0 | 138 | 0 | 0 | 0 | 0 | 0 | 0 | 0 | 0 | 1657.47 | 86.03 | 0 | 0 | 0 | 1495.3399 | 0 | 0 | 1495.3399 | 1495.4 | -0.060079
8211 | 86.03 | 0 | 135.56 | 0 | 0 | 0 | 0 | 0 | 0 | 0 | 0 | 1657.47 | 86.03 | 0 | 0 | 0 | 1495.3399 | 0 | 0 | 1495.3399 | 1495.4 | -0.060079
8212 | 86.03 | 0 | 133.13 | 0 | 0 | 0 | 0 | 0 | 0 | 0 | 0 | 1657.47 | 86.03 | 0 | 0 | 0 | 1495.3399 | 0 | 0 | 1495.3399 | 1495.4 | -0.060079
8213 | 86.03 | 0 | 130.69 | 0 | 0 | 0 | 0 | 0 | 0 | 0 | 0 | 1657.47 | 86.03 | 0 | 0 | 0 | 1495.3399 | 0 | 0 | 1495.3399 | 1495.4 | -0.060079
8214 | 86.03 | 0 | 128.26 | 0 | 0 | 0 | 0 | 0 | 0 | 0 | 0 | 1657.47 | 86.03 | 0 | 0 | 0 | 1495.3399 | 0 | 0 | 1495.3399 | 1495.4 | -0.060079
8215 | 86.03 | 0 | 125.82 | 0 | 0 | 0 | 0 | 0 | 0 | 0 | 0 | 1657.47 | 86.03 | 0 | 0 | 0 | 1495.3399 | 0 | 0 | 1495.3399 | 1495.4 | -0.060079
8216 | 89.01 | 0 | 125.21 | 0 | 0 | 0 | 0 | 0 | 0 | 0 | 0 | 1657.47 | 86.03 | 2.98 | 0 | 0 | 1495.3399 | 140.852 | 2.98 | 1636.1919 | 1636.07 | 0.12187
8217 | 100 | 0 | 131.35 | 0 | 0 | 0 | 0 | 0 | 0 | 0 | 0 | 1657.47 | 25.27 | 74.73 | 0 | 0 | 1495.3399 | 3532.1699 | 74.73 | 5027.5098 | 5027.38 | 0.12981
8218 | 100 | 0 | 137.49 | 0 | 0 | 0 | 0 | 0 | 0 | 0 | 0 | 1657.47 | 72.83 | 27.17 | 0 | 0 | 1495.3399 | 1284.2106 | 27.17 | 2779.5505 | 2779.52 | 0.030492
8219 | 100 | 0 | 143.62 | 0 | 0 | 0 | 0 | 0 | 0 | 0 | 0 | 1657.47 | 56.69 | 43.31 | 0 | 0 | 1495.3399 | 2047.0799 | 43.31 | 3542.4198 | 3542.39 | 0.029782
8220 | 100 | 0 | 149.76 | 0 | 0 | 0 | 0 | 0 | 0 | 0 | 0 | 1657.47 | 73.62 | 26.38 | 0 | 0 | 1495.3399 | 1246.8706 | 26.38 | 2742.2105 | 2742.37 | -0.15945
8221 | 100 | 0 | 155.9 | 0 | 0 | 0 | 0 | 0 | 0 | 0 | 0 | 1657.47 | 82.05 | 17.95 | 0 | 0 | 1495.3399 | 848.4203 | 17.95 | 2343.7602 | 2344.02 | -0.25977
8222 | 100 | 0 | 162.03 | 0 | 0 | 0 | 0 | 0 | 0 | 0 | 0 | 1657.47 | 61.5 | 38.5 | 0 | 0 | 1495.3399 | 1819.7316 | 38.5 | 3315.0715 | 3314.95 | 0.1215
8223 | 100 | 0 | 168.17 | 0 | 0 | 0 | 0 | 0 | 0 | 0 | 0 | 1657.47 | 72.64 | 27.36 | 0 | 0 | 1495.3399 | 1293.1911 | 27.36 | 2788.531 | 2788.41 | 0.12099
8224 | 99.43 | 0 | 173.95 | 0 | 0 | 0 | 0 | 0 | 0 | 0 | 0 | 1657.47 | 86.03 | 13.4 | 0 | 0 | 1495.3399 | 633.3611 | 13.4 | 2128.701 | 2128.66 | 0.041041
8225 | 86.55 | 0 | 171.84 | 0 | 0 | 0 | 0 | 0 | 0 | 0 | 0 | 1657.47 | 86.03 | 0.52 | 0 | 0 | 1495.3399 | 24.5782 | 0.52 | 1519.9181 | 1520.01 | -0.091887
8226 | 86.03 | 0 | 169.4 | 0 | 0 | 0 | 0 | 0 | 0 | 0 | 0 | 1657.47 | 86.03 | 0 | 0 | 0 | 1495.3399 | 0 | 0 | 1495.3399 | 1495.4 | -0.060079
8227 | 86.03 | 0 | 166.97 | 0 | 0 | 0 | 0 | 0 | 0 | 0 | 0 | 1657.47 | 86.03 | 0 | 0 | 0 | 1495.3399 | 0 | 0 | 1495.3399 | 1495.4 | -0.060079
8228 | 86.03 | 0 | 164.53 | 0 | 0 | 0 | 0 | 0 | 0 | 0 | 0 | 1657.47 | 86.03 | 0 | 0 | 0 | 1495.3399 | 0 | 0 | 1495.3399 | 1495.4 | -0.060079
8229 | 86.03 | 0 | 162.1 | 0 | 0 | 0 | 0 | 0 | 0 | 0 | 0 | 1657.47 | 86.03 | 0 | 0 | 0 | 1495.3399 | 0 | 0 | 1495.3399 | 1495.4 | -0.060079
8230 | 86.03 | 0 | 159.66 | 0 | 0 | 0 | 0 | 0 | 0 | 0 | 0 | 1657.47 | 86.03 | 0 | 0 | 0 | 1495.3399 | 0 | 0 | 1495.3399 | 1495.4 | -0.060079
8231 | 86.03 | 0 | 157.23 | 0 | 0 | 0 | 0 | 0 | 0 | 0 | 0 | 1657.47 | 86.03 | 0 | 0 | 0 | 1495.3399 | 0 | 0 | 1495.3399 | 1495.4 | -0.060079
8232 | 86.03 | 0 | 154.79 | 0 | 0 | 0 | 0 | 0 | 0 | 0 | 0 | 1657.47 | 86.03 | 0 | 0 | 0 | 1495.3399 | 0 | 0 | 1495.3399 | 1495.4 | -0.060079
8233 | 86.03 | 0 | 152.36 | 0 | 0 | 0 | 0 | 0 | 0 | 0 | 0 | 1657.47 | 86.03 | 0 | 0 | 0 | 1495.3399 | 0 | 0 | 1495.3399 | 1495.4 | -0.060079
8234 | 86.03 | 0 | 149.92 | 0 | 0 | 0 | 0 | 0 | 0 | 0 | 0 | 1657.47 | 86.03 | 0 | 0 | 0 | 1495.3399 | 0 | 0 | 1495.3399 | 1495.4 | -0.060079
8235 | 86.03 | 0 | 147.49 | 0 | 0 | 0 | 0 | 0 | 0 | 0 | 0 | 1657.47 | 86.03 | 0 | 0 | 0 | 1495.3399 | 0 | 0 | 1495.3399 | 1495.4 | -0.060079
8236 | 86.03 | 0 | 145.05 | 0 | 0 | 0 | 0 | 0 | 0 | 0 | 0 | 1657.47 | 86.03 | 0 | 0 | 0 | 1495.3399 | 0 | 0 | 1495.3399 | 1495.4 | -0.060079
8237 | 86.03 | 0 | 142.62 | 0 | 0 | 0 | 0 | 0 | 0 | 0 | 0 | 1657.47 | 86.03 | 0 | 0 | 0 | 1495.3399 | 0 | 0 | 1495.3399 | 1495.4 | -0.060079
8238 | 86.03 | 0 | 140.18 | 0 | 0 | 0 | 0 | 0 | 0 | 0 | 0 | 1657.47 | 86.03 | 0 | 0 | 0 | 1495.3399 | 0 | 0 | 1495.3399 | 1495.4 | -0.060079
8239 | 86.03 | 0 | 137.75 | 0 | 0 | 0 | 0 | 0 | 0 | 0 | 0 | 1657.47 | 86.03 | 0 | 0 | 0 | 1495.3399 | 0 | 0 | 1495.3399 | 1495.4 | -0.060079
8240 | 86.03 | 0 | 135.31 | 0 | 0 | 0 | 0 | 0 | 0 | 0 | 0 | 1657.47 | 86.03 | 0 | 0 | 0 | 1495.3399 | 0 | 0 | 1495.3399 | 1495.4 | -0.060079
8241 | 94.55 | 0 | 138.11 | 0 | 0 | 0 | 0 | 0 | 0 | 0 | 0 | 1657.47 | 86.03 | 8.52 | 0 | 0 | 1495.3399 | 402.7042 | 8.52 | 1898.0442 | 1898.04 | 0.0041556
8242 | 100 | 0 | 144.24 | 0 | 0 | 0 | 0 | 0 | 0 | 0 | 0 | 1657.47 | 81.68 | 18.32 | 0 | 0 | 1495.3399 | 865.9086 | 18.32 | 2361.2486 | 2361.26 | -0.011443
8243 | 87.73 | 0 | 142.85 | 0 | 0 | 0 | 0 | 0 | 0 | 0 | 0 | 1657.47 | 86.03 | 1.7 | 0 | 0 | 1495.3399 | 80.3518 | 1.7 | 1575.6917 | 1575.75 | -0.058295
8244 | 94.83 | 0 | 145.81 | 0 | 0 | 0 | 0 | 0 | 0 | 0 | 0 | 1657.47 | 86.03 | 8.8 | 0 | 0 | 1495.3399 | 415.9386 | 8.8 | 1911.2786 | 1911.21 | 0.068567
8245 | 87.72 | 0 | 144.42 | 0 | 0 | 0 | 0 | 0 | 0 | 0 | 0 | 1657.47 | 86.03 | 1.69 | 0 | 0 | 1495.3399 | 79.8791 | 1.69 | 1575.219 | 1575.24 | -0.020953
8246 | 86.06 | 0 | 142 | 0 | 0 | 0 | 0 | 0 | 0 | 0 | 0 | 1657.47 | 86.03 | 0.03 | 0 | 0 | 1495.3399 | 1.418 | 0.03 | 1496.7579 | 1496.84 | -0.082107
8247 | 97.6 | 0 | 146.66 | 0 | 0 | 0 | 0 | 0 | 0 | 0 | 0 | 1657.47 | 86.03 | 11.56 | 0 | 0 | 1495.3399 | 546.3921 | 11.56 | 2041.7321 | 2041.91 | -0.17795
8248 | 91.55 | 0 | 147.61 | 0 | 0 | 0 | 0 | 0 | 0 | 0 | 0 | 1657.47 | 86.03 | 5.52 | 0 | 0 | 1495.3399 | 260.907 | 5.52 | 1756.2469 | 1756.41 | -0.16311
8249 | 86.03 | 0 | 145.18 | 0 | 0 | 0 | 0 | 0 | 0 | 0 | 0 | 1657.47 | 86.03 | 0 | 0 | 0 | 1495.3399 | 0 | 0 | 1495.3399 | 1495.4 | -0.060079
8250 | 86.03 | 0 | 142.74 | 0 | 0 | 0 | 0 | 0 | 0 | 0 | 0 | 1657.47 | 86.03 | 0 | 0 | 0 | 1495.3399 | 0 | 0 | 1495.3399 | 1495.4 | -0.060079
8251 | 86.03 | 0 | 140.31 | 0 | 0 | 0 | 0 | 0 | 0 | 0 | 0 | 1657.47 | 86.03 | 0 | 0 | 0 | 1495.3399 | 0 | 0 | 1495.3399 | 1495.4 | -0.060079
8252 | 86.03 | 0 | 137.87 | 0 | 0 | 0 | 0 | 0 | 0 | 0 | 0 | 1657.47 | 86.03 | 0 | 0 | 0 | 1495.3399 | 0 | 0 | 1495.3399 | 1495.4 | -0.060079
8253 | 86.03 | 0 | 135.44 | 0 | 0 | 0 | 0 | 0 | 0 | 0 | 0 | 1657.47 | 86.03 | 0 | 0 | 0 | 1495.3399 | 0 | 0 | 1495.3399 | 1495.4 | -0.060079
8254 | 86.03 | 0 | 133 | 0 | 0 | 0 | 0 | 0 | 0 | 0 | 0 | 1657.47 | 86.03 | 0 | 0 | 0 | 1495.3399 | 0 | 0 | 1495.3399 | 1495.4 | -0.060079
8255 | 86.03 | 0 | 130.57 | 0 | 0 | 0 | 0 | 0 | 0 | 0 | 0 | 1657.47 | 86.03 | 0 | 0 | 0 | 1495.3399 | 0 | 0 | 1495.3399 | 1495.4 | -0.060079
8256 | 86.03 | 0 | 128.13 | 0 | 0 | 0 | 0 | 0 | 0 | 0 | 0 | 1657.47 | 86.03 | 0 | 0 | 0 | 1495.3399 | 0 | 0 | 1495.3399 | 1495.4 | -0.060079
8257 | 86.03 | 0 | 125.7 | 0 | 0 | 0 | 0 | 0 | 0 | 0 | 0 | 1657.47 | 86.03 | 0 | 0 | 0 | 1495.3399 | 0 | 0 | 1495.3399 | 1495.4 | -0.060079
8258 | 86.03 | 0 | 123.26 | 0 | 0 | 0 | 0 | 0 | 0 | 0 | 0 | 1657.47 | 86.03 | 0 | 0 | 0 | 1495.3399 | 0 | 0 | 1495.3399 | 1495.4 | -0.060079
8259 | 86.03 | 0 | 120.83 | 0 | 0 | 0 | 0 | 0 | 0 | 0 | 0 | 1657.47 | 86.03 | 0 | 0 | 0 | 1495.3399 | 0 | 0 | 1495.3399 | 1495.4 | -0.060079
8260 | 86.03 | 0 | 118.39 | 0 | 0 | 0 | 0 | 0 | 0 | 0 | 0 | 1657.47 | 86.03 | 0 | 0 | 0 | 1495.3399 | 0 | 0 | 1495.3399 | 1495.4 | -0.060079
8261 | 86.03 | 0 | 115.96 | 0 | 0 | 0 | 0 | 0 | 0 | 0 | 0 | 1657.47 | 86.03 | 0 | 0 | 0 | 1495.3399 | 0 | 0 | 1495.3399 | 1495.4 | -0.060079
8262 | 86.03 | 0 | 113.52 | 0 | 0 | 0 | 0 | 0 | 0 | 0 | 0 | 1657.47 | 86.03 | 0 | 0 | 0 | 1495.3399 | 0 | 0 | 1495.3399 | 1495.4 | -0.060079
8263 | 86.03 | 0 | 111.09 | 0 | 0 | 0 | 0 | 0 | 0 | 0 | 0 | 1657.47 | 86.03 | 0 | 0 | 0 | 1495.3399 | 0 | 0 | 1495.3399 | 1495.4 | -0.060079
8264 | 87.3 | 0 | 109.43 | 0 | 0 | 0 | 0 | 0 | 0 | 0 | 0 | 1657.47 | 86.03 | 1.27 | 0 | 0 | 1495.3399 | 60.0275 | 1.27 | 1555.3674 | 1555.47 | -0.10257
8265 | 100 | 0 | 115.57 | 0 | 0 | 0 | 0 | 0 | 0 | 0 | 0 | 1657.47 | 65.46 | 34.54 | 0 | 0 | 1495.3399 | 1632.5592 | 34.54 | 3127.8991 | 3128.15 | -0.25089
8266 | 100 | 0 | 121.71 | 0 | 0 | 0 | 0 | 0 | 0 | 0 | 0 | 1657.47 | 39.61 | 60.39 | 0 | 0 | 1495.3399 | 2854.379 | 60.39 | 4349.7189 | 4349.59 | 0.12888
8267 | 100 | 0 | 127.84 | 0 | 0 | 0 | 0 | 0 | 0 | 0 | 0 | 1657.47 | 0 | 104.84 | 4.84 | 0 | 1495.3399 | 4726.5755 | 100 | 6221.9154 | 6221.98 | -0.064551
8268 | 100 | 0 | 133.98 | 0 | 0 | 0 | 0 | 0 | 0 | 0 | 0 | 1657.47 | 8.07 | 91.93 | 0 | 0 | 1495.3399 | 4345.1409 | 91.93 | 5840.4808 | 5840.73 | -0.2492
8269 | 100 | 0 | 140.12 | 0 | 0 | 0 | 0 | 0 | 0 | 0 | 0 | 1657.47 | 0 | 113.9 | 13.9 | 0 | 1495.3399 | 4726.5755 | 100 | 6221.9154 | 6221.98 | -0.064551
8270 | 100 | 0 | 146.25 | 0 | 0 | 0 | 0 | 0 | 0 | 0 | 0 | 1657.47 | 25.11 | 74.89 | 0 | 0 | 1495.3399 | 3539.7324 | 74.89 | 5035.0723 | 5035.14 | -0.067666
8271 | 100 | 0 | 152.39 | 0 | 0 | 0 | 0 | 0 | 0 | 0 | 0 | 1657.47 | 62.07 | 37.93 | 0 | 0 | 1495.3399 | 1792.7901 | 37.93 | 3288.13 | 3288.19 | -0.059981
8272 | 100 | 0 | 158.52 | 0 | 0 | 0 | 0 | 0 | 0 | 0 | 0 | 1657.47 | 80.23 | 19.77 | 0 | 0 | 1495.3399 | 934.444 | 19.77 | 2429.7839 | 2429.98 | -0.1961
8273 | 87.04 | 0 | 156.7 | 0 | 0 | 0 | 0 | 0 | 0 | 0 | 0 | 1657.47 | 86.03 | 1 | 0 | 0 | 1495.3399 | 47.2658 | 1 | 1542.6057 | 1542.8 | -0.19432
8274 | 86.03 | 0 | 154.27 | 0 | 0 | 0 | 0 | 0 | 0 | 0 | 0 | 1657.47 | 86.03 | 0 | 0 | 0 | 1495.3399 | 0 | 0 | 1495.3399 | 1495.4 | -0.060079
8275 | 86.03 | 0 | 151.83 | 0 | 0 | 0 | 0 | 0 | 0 | 0 | 0 | 1657.47 | 86.03 | 0 | 0 | 0 | 1495.3399 | 0 | 0 | 1495.3399 | 1495.4 | -0.060079
8276 | 86.03 | 0 | 149.4 | 0 | 0 | 0 | 0 | 0 | 0 | 0 | 0 | 1657.47 | 86.03 | 0 | 0 | 0 | 1495.3399 | 0 | 0 | 1495.3399 | 1495.4 | -0.060079
8277 | 86.03 | 0 | 146.96 | 0 | 0 | 0 | 0 | 0 | 0 | 0 | 0 | 1657.47 | 86.03 | 0 | 0 | 0 | 1495.3399 | 0 | 0 | 1495.3399 | 1495.4 | -0.060079
8278 | 86.03 | 0 | 144.53 | 0 | 0 | 0 | 0 | 0 | 0 | 0 | 0 | 1657.47 | 86.03 | 0 | 0 | 0 | 1495.3399 | 0 | 0 | 1495.3399 | 1495.4 | -0.060079
8279 | 86.03 | 0 | 142.09 | 0 | 0 | 0 | 0 | 0 | 0 | 0 | 0 | 1657.47 | 86.03 | 0 | 0 | 0 | 1495.3399 | 0 | 0 | 1495.3399 | 1495.4 | -0.060079
8280 | 86.03 | 0 | 139.66 | 0 | 0 | 0 | 0 | 0 | 0 | 0 | 0 | 1657.47 | 86.03 | 0 | 0 | 0 | 1495.3399 | 0 | 0 | 1495.3399 | 1495.4 | -0.060079
8281 | 86.03 | 0 | 137.22 | 0 | 0 | 0 | 0 | 0 | 0 | 0 | 0 | 1657.47 | 86.03 | 0 | 0 | 0 | 1495.3399 | 0 | 0 | 1495.3399 | 1495.4 | -0.060079
8282 | 86.03 | 0 | 134.79 | 0 | 0 | 0 | 0 | 0 | 0 | 0 | 0 | 1657.47 | 86.03 | 0 | 0 | 0 | 1495.3399 | 0 | 0 | 1495.3399 | 1495.4 | -0.060079
8283 | 86.03 | 0 | 132.35 | 0 | 0 | 0 | 0 | 0 | 0 | 0 | 0 | 1657.47 | 86.03 | 0 | 0 | 0 | 1495.3399 | 0 | 0 | 1495.3399 | 1495.4 | -0.060079
8284 | 86.03 | 0 | 129.92 | 0 | 0 | 0 | 0 | 0 | 0 | 0 | 0 | 1657.47 | 86.03 | 0 | 0 | 0 | 1495.3399 | 0 | 0 | 1495.3399 | 1495.4 | -0.060079
8285 | 86.03 | 0 | 127.48 | 0 | 0 | 0 | 0 | 0 | 0 | 0 | 0 | 1657.47 | 86.03 | 0 | 0 | 0 | 1495.3399 | 0 | 0 | 1495.3399 | 1495.4 | -0.060079
8286 | 86.03 | 0 | 125.05 | 0 | 0 | 0 | 0 | 0 | 0 | 0 | 0 | 1657.47 | 86.03 | 0 | 0 | 0 | 1495.3399 | 0 | 0 | 1495.3399 | 1495.4 | -0.060079
8287 | 86.03 | 0 | 122.61 | 0 | 0 | 0 | 0 | 0 | 0 | 0 | 0 | 1657.47 | 86.03 | 0 | 0 | 0 | 1495.3399 | 0 | 0 | 1495.3399 | 1495.4 | -0.060079
8288 | 88.41 | 0 | 121.64 | 0 | 0 | 0 | 0 | 0 | 0 | 0 | 0 | 1657.47 | 86.03 | 2.38 | 0 | 0 | 1495.3399 | 112.4925 | 2.38 | 1607.8324 | 1607.74 | 0.092418
8289 | 100 | 0 | 127.77 | 0 | 0 | 0 | 0 | 0 | 0 | 0 | 0 | 1657.47 | 28.35 | 71.65 | 0 | 0 | 1495.3399 | 3386.5914 | 71.65 | 4881.9313 | 4882.18 | -0.24871
8290 | 100 | 0 | 133.91 | 0 | 0 | 0 | 0 | 0 | 0 | 0 | 0 | 1657.47 | 0 | 122.31 | 22.31 | 0 | 1495.3399 | 4726.5755 | 100 | 6221.9154 | 6221.98 | -0.064551
8291 | 100 | 0 | 140.05 | 0 | 0 | 0 | 0 | 0 | 0 | 0 | 0 | 1657.47 | 10.9 | 89.1 | 0 | 0 | 1495.3399 | 4211.3788 | 89.1 | 5706.7187 | 5706.97 | -0.25128
8292 | 100 | 0 | 146.18 | 0 | 0 | 0 | 0 | 0 | 0 | 0 | 0 | 1657.47 | 0 | 125.18 | 25.18 | 0 | 1495.3399 | 4726.5755 | 100 | 6221.9154 | 6221.98 | -0.064551
8293 | 100 | 0 | 152.32 | 0 | 0 | 0 | 0 | 0 | 0 | 0 | 0 | 1657.47 | 0 | 131.26 | 31.26 | 0 | 1495.3399 | 4726.5755 | 100 | 6221.9154 | 6221.98 | -0.064551
8294 | 100 | 0 | 158.46 | 0 | 0 | 0 | 0 | 0 | 0 | 0 | 0 | 1657.47 | 0 | 107.19 | 7.19 | 0 | 1495.3399 | 4726.5755 | 100 | 6221.9154 | 6221.98 | -0.064551
8295 | 100 | 0 | 164.59 | 0 | 0 | 0 | 0 | 0 | 0 | 0 | 0 | 1657.47 | 48.98 | 51.02 | 0 | 0 | 1495.3399 | 2411.4988 | 51.02 | 3906.8388 | 3906.71 | 0.12876
8296 | 100 | 0 | 170.73 | 0 | 0 | 0 | 0 | 0 | 0 | 0 | 0 | 1657.47 | 71.48 | 28.52 | 0 | 0 | 1495.3399 | 1348.0193 | 28.52 | 2843.3593 | 2843.42 | -0.060739
8297 | 87.49 | 0 | 169.19 | 0 | 0 | 0 | 0 | 0 | 0 | 0 | 0 | 1657.47 | 86.03 | 1.46 | 0 | 0 | 1495.3399 | 69.008 | 1.46 | 1564.3479 | 1564.27 | 0.077923
8298 | 86.03 | 0 | 166.75 | 0 | 0 | 0 | 0 | 0 | 0 | 0 | 0 | 1657.47 | 86.03 | 0 | 0 | 0 | 1495.3399 | 0 | 0 | 1495.3399 | 1495.4 | -0.060079
8299 | 86.03 | 0 | 164.32 | 0 | 0 | 0 | 0 | 0 | 0 | 0 | 0 | 1657.47 | 86.03 | 0 | 0 | 0 | 1495.3399 | 0 | 0 | 1495.3399 | 1495.4 | -0.060079
8300 | 86.03 | 0 | 161.88 | 0 | 0 | 0 | 0 | 0 | 0 | 0 | 0 | 1657.47 | 86.03 | 0 | 0 | 0 | 1495.3399 | 0 | 0 | 1495.3399 | 1495.4 | -0.060079
8301 | 86.03 | 0 | 159.45 | 0 | 0 | 0 | 0 | 0 | 0 | 0 | 0 | 1657.47 | 86.03 | 0 | 0 | 0 | 1495.3399 | 0 | 0 | 1495.3399 | 1495.4 | -0.060079
8302 | 86.03 | 0 | 157.01 | 0 | 0 | 0 | 0 | 0 | 0 | 0 | 0 | 1657.47 | 86.03 | 0 | 0 | 0 | 1495.3399 | 0 | 0 | 1495.3399 | 1495.4 | -0.060079
8303 | 86.03 | 0 | 154.58 | 0 | 0 | 0 | 0 | 0 | 0 | 0 | 0 | 1657.47 | 86.03 | 0 | 0 | 0 | 1495.3399 | 0 | 0 | 1495.3399 | 1495.4 | -0.060079
8304 | 86.03 | 0 | 152.14 | 0 | 0 | 0 | 0 | 0 | 0 | 0 | 0 | 1657.47 | 86.03 | 0 | 0 | 0 | 1495.3399 | 0 | 0 | 1495.3399 | 1495.4 | -0.060079
8305 | 86.03 | 0 | 149.71 | 0 | 0 | 0 | 0 | 0 | 0 | 0 | 0 | 1657.47 | 86.03 | 0 | 0 | 0 | 1495.3399 | 0 | 0 | 1495.3399 | 1495.4 | -0.060079
8306 | 86.03 | 0 | 147.27 | 0 | 0 | 0 | 0 | 0 | 0 | 0 | 0 | 1657.47 | 86.03 | 0 | 0 | 0 | 1495.3399 | 0 | 0 | 1495.3399 | 1495.4 | -0.060079
8307 | 86.03 | 0 | 144.84 | 0 | 0 | 0 | 0 | 0 | 0 | 0 | 0 | 1657.47 | 86.03 | 0 | 0 | 0 | 1495.3399 | 0 | 0 | 1495.3399 | 1495.4 | -0.060079
8308 | 86.03 | 0 | 142.4 | 0 | 0 | 0 | 0 | 0 | 0 | 0 | 0 | 1657.47 | 86.03 | 0 | 0 | 0 | 1495.3399 | 0 | 0 | 1495.3399 | 1495.4 | -0.060079
8309 | 86.03 | 0 | 139.97 | 0 | 0 | 0 | 0 | 0 | 0 | 0 | 0 | 1657.47 | 86.03 | 0 | 0 | 0 | 1495.3399 | 0 | 0 | 1495.3399 | 1495.4 | -0.060079
8310 | 86.03 | 0 | 137.53 | 0 | 0 | 0 | 0 | 0 | 0 | 0 | 0 | 1657.47 | 86.03 | 0 | 0 | 0 | 1495.3399 | 0 | 0 | 1495.3399 | 1495.4 | -0.060079
8311 | 86.03 | 0 | 135.1 | 0 | 0 | 0 | 0 | 0 | 0 | 0 | 0 | 1657.47 | 86.03 | 0 | 0 | 0 | 1495.3399 | 0 | 0 | 1495.3399 | 1495.4 | -0.060079
8312 | 86.16 | 0 | 132.74 | 0 | 0 | 0 | 0 | 0 | 0 | 0 | 0 | 1657.47 | 86.03 | 0.13 | 0 | 0 | 1495.3399 | 6.1445 | 0.13 | 1501.4845 | 1501.35 | 0.13447
8313 | 99 | 0 | 138.26 | 0 | 0 | 0 | 0 | 0 | 0 | 0 | 0 | 1657.47 | 86.03 | 12.97 | 0 | 0 | 1495.3399 | 613.0368 | 12.97 | 2108.3768 | 2108.41 | -0.033233
8314 | 100 | 0 | 144.4 | 0 | 0 | 0 | 0 | 0 | 0 | 0 | 0 | 1657.47 | 72.23 | 27.77 | 0 | 0 | 1495.3399 | 1312.57 | 27.77 | 2807.9099 | 2808.16 | -0.25006
8315 | 100 | 0 | 150.54 | 0 | 0 | 0 | 0 | 0 | 0 | 0 | 0 | 1657.47 | 84.14 | 15.86 | 0 | 0 | 1495.3399 | 749.6349 | 15.86 | 2244.9748 | 2244.87 | 0.1048
8316 | 100 | 0 | 156.67 | 0 | 0 | 0 | 0 | 0 | 0 | 0 | 0 | 1657.47 | 11.66 | 88.34 | 0 | 0 | 1495.3399 | 4175.4568 | 88.34 | 5670.7967 | 5670.67 | 0.12674
8317 | 100 | 0 | 162.81 | 0 | 0 | 0 | 0 | 0 | 0 | 0 | 0 | 1657.47 | 14.88 | 85.12 | 0 | 0 | 1495.3399 | 4023.2611 | 85.12 | 5518.601 | 5518.66 | -0.05899
8318 | 100 | 0 | 168.94 | 0 | 0 | 0 | 0 | 0 | 0 | 0 | 0 | 1657.47 | 24.44 | 75.56 | 0 | 0 | 1495.3399 | 3571.4005 | 75.56 | 5066.7404 | 5066.8 | -0.05961
8319 | 100 | 0 | 175.08 | 0 | 0 | 0 | 0 | 0 | 0 | 0 | 0 | 1657.47 | 64.49 | 35.51 | 0 | 0 | 1495.3399 | 1678.407 | 35.51 | 3173.7469 | 3173.81 | -0.063109
8320 | 100 | 0 | 181.22 | 0 | 0 | 0 | 0 | 0 | 0 | 0 | 0 | 1657.47 | 83.65 | 16.35 | 0 | 0 | 1495.3399 | 772.7951 | 16.35 | 2268.135 | 2268.09 | 0.04502
8321 | 86.81 | 0 | 179.26 | 0 | 0 | 0 | 0 | 0 | 0 | 0 | 0 | 1657.47 | 86.03 | 0.77 | 0 | 0 | 1495.3399 | 36.3946 | 0.77 | 1531.7346 | 1531.95 | -0.21545
8322 | 86.03 | 0 | 176.82 | 0 | 0 | 0 | 0 | 0 | 0 | 0 | 0 | 1657.47 | 86.03 | 0 | 0 | 0 | 1495.3399 | 0 | 0 | 1495.3399 | 1495.4 | -0.060079
8323 | 86.03 | 0 | 174.39 | 0 | 0 | 0 | 0 | 0 | 0 | 0 | 0 | 1657.47 | 86.03 | 0 | 0 | 0 | 1495.3399 | 0 | 0 | 1495.3399 | 1495.4 | -0.060079
8324 | 86.03 | 0 | 171.95 | 0 | 0 | 0 | 0 | 0 | 0 | 0 | 0 | 1657.47 | 86.03 | 0 | 0 | 0 | 1495.3399 | 0 | 0 | 1495.3399 | 1495.4 | -0.060079
8325 | 86.03 | 0 | 169.52 | 0 | 0 | 0 | 0 | 0 | 0 | 0 | 0 | 1657.47 | 86.03 | 0 | 0 | 0 | 1495.3399 | 0 | 0 | 1495.3399 | 1495.4 | -0.060079
8326 | 86.03 | 0 | 167.08 | 0 | 0 | 0 | 0 | 0 | 0 | 0 | 0 | 1657.47 | 86.03 | 0 | 0 | 0 | 1495.3399 | 0 | 0 | 1495.3399 | 1495.4 | -0.060079
8327 | 86.03 | 0 | 164.65 | 0 | 0 | 0 | 0 | 0 | 0 | 0 | 0 | 1657.47 | 86.03 | 0 | 0 | 0 | 1495.3399 | 0 | 0 | 1495.3399 | 1495.4 | -0.060079
8328 | 86.03 | 0 | 162.21 | 0 | 0 | 0 | 0 | 0 | 0 | 0 | 0 | 1657.47 | 86.03 | 0 | 0 | 0 | 1495.3399 | 0 | 0 | 1495.3399 | 1495.4 | -0.060079
8329 | 86.03 | 0 | 159.78 | 0 | 0 | 0 | 0 | 0 | 0 | 0 | 0 | 1657.47 | 86.03 | 0 | 0 | 0 | 1495.3399 | 0 | 0 | 1495.3399 | 1495.4 | -0.060079
8330 | 86.03 | 0 | 157.34 | 0 | 0 | 0 | 0 | 0 | 0 | 0 | 0 | 1657.47 | 86.03 | 0 | 0 | 0 | 1495.3399 | 0 | 0 | 1495.3399 | 1495.4 | -0.060079
8331 | 86.03 | 0 | 154.91 | 0 | 0 | 0 | 0 | 0 | 0 | 0 | 0 | 1657.47 | 86.03 | 0 | 0 | 0 | 1495.3399 | 0 | 0 | 1495.3399 | 1495.4 | -0.060079
8332 | 86.03 | 0 | 152.47 | 0 | 0 | 0 | 0 | 0 | 0 | 0 | 0 | 1657.47 | 86.03 | 0 | 0 | 0 | 1495.3399 | 0 | 0 | 1495.3399 | 1495.4 | -0.060079
8333 | 86.03 | 0 | 150.04 | 0 | 0 | 0 | 0 | 0 | 0 | 0 | 0 | 1657.47 | 86.03 | 0 | 0 | 0 | 1495.3399 | 0 | 0 | 1495.3399 | 1495.4 | -0.060079
8334 | 86.03 | 0 | 147.6 | 0 | 0 | 0 | 0 | 0 | 0 | 0 | 0 | 1657.47 | 86.03 | 0 | 0 | 0 | 1495.3399 | 0 | 0 | 1495.3399 | 1495.4 | -0.060079
8335 | 86.03 | 0 | 145.17 | 0 | 0 | 0 | 0 | 0 | 0 | 0 | 0 | 1657.47 | 86.03 | 0 | 0 | 0 | 1495.3399 | 0 | 0 | 1495.3399 | 1495.4 | -0.060079
8336 | 86.35 | 0 | 142.93 | 0 | 0 | 0 | 0 | 0 | 0 | 0 | 0 | 1657.47 | 86.03 | 0.32 | 0 | 0 | 1495.3399 | 15.125 | 0.32 | 1510.465 | 1510.59 | -0.12504
8337 | 100 | 0 | 149.06 | 0 | 0 | 0 | 0 | 0 | 0 | 0 | 0 | 1657.47 | 79.7 | 20.3 | 0 | 0 | 1495.3399 | 959.4948 | 20.3 | 2454.8348 | 2454.9 | -0.065247
8338 | 100 | 0 | 155.2 | 0 | 0 | 0 | 0 | 0 | 0 | 0 | 0 | 1657.47 | 58.95 | 41.05 | 0 | 0 | 1495.3399 | 1940.2593 | 41.05 | 3435.5992 | 3435.66 | -0.060825
8339 | 100 | 0 | 161.34 | 0 | 0 | 0 | 0 | 0 | 0 | 0 | 0 | 1657.47 | 55.6 | 44.4 | 0 | 0 | 1495.3399 | 2098.5995 | 44.4 | 3593.9395 | 3594 | -0.060545
8340 | 100 | 0 | 167.47 | 0 | 0 | 0 | 0 | 0 | 0 | 0 | 0 | 1657.47 | 34.43 | 65.57 | 0 | 0 | 1495.3399 | 3099.2156 | 65.57 | 4594.5555 | 4594.81 | -0.25451
8341 | 100 | 0 | 173.61 | 0 | 0 | 0 | 0 | 0 | 0 | 0 | 0 | 1657.47 | 18.67 | 81.33 | 0 | 0 | 1495.3399 | 3844.1239 | 81.33 | 5339.4638 | 5339.43 | 0.033798
8342 | 100 | 0 | 179.75 | 0 | 0 | 0 | 0 | 0 | 0 | 0 | 0 | 1657.47 | 54.04 | 45.96 | 0 | 0 | 1495.3399 | 2172.3341 | 45.96 | 3667.674 | 3667.55 | 0.12403
8343 | 100 | 0 | 185.88 | 0 | 0 | 0 | 0 | 0 | 0 | 0 | 0 | 1657.47 | 60.76 | 39.24 | 0 | 0 | 1495.3399 | 1854.7082 | 39.24 | 3350.0482 | 3350.3 | -0.25184
8344 | 100 | 0 | 192.02 | 0 | 0 | 0 | 0 | 0 | 0 | 0 | 0 | 1657.47 | 79.72 | 20.28 | 0 | 0 | 1495.3399 | 958.5495 | 20.28 | 2453.8894 | 2453.76 | 0.12944
8345 | 87.21 | 0 | 190.31 | 0 | 0 | 0 | 0 | 0 | 0 | 0 | 0 | 1657.47 | 86.03 | 1.18 | 0 | 0 | 1495.3399 | 55.7736 | 1.18 | 1551.1135 | 1551.27 | -0.15649
8346 | 86.03 | 0 | 187.87 | 0 | 0 | 0 | 0 | 0 | 0 | 0 | 0 | 1657.47 | 86.03 | 0 | 0 | 0 | 1495.3399 | 0 | 0 | 1495.3399 | 1495.4 | -0.060079
8347 | 86.03 | 0 | 185.44 | 0 | 0 | 0 | 0 | 0 | 0 | 0 | 0 | 1657.47 | 86.03 | 0 | 0 | 0 | 1495.3399 | 0 | 0 | 1495.3399 | 1495.4 | -0.060079
8348 | 86.03 | 0 | 183 | 0 | 0 | 0 | 0 | 0 | 0 | 0 | 0 | 1657.47 | 86.03 | 0 | 0 | 0 | 1495.3399 | 0 | 0 | 1495.3399 | 1495.4 | -0.060079
8349 | 86.03 | 0 | 180.57 | 0 | 0 | 0 | 0 | 0 | 0 | 0 | 0 | 1657.47 | 86.03 | 0 | 0 | 0 | 1495.3399 | 0 | 0 | 1495.3399 | 1495.4 | -0.060079
8350 | 86.03 | 0 | 178.13 | 0 | 0 | 0 | 0 | 0 | 0 | 0 | 0 | 1657.47 | 86.03 | 0 | 0 | 0 | 1495.3399 | 0 | 0 | 1495.3399 | 1495.4 | -0.060079
8351 | 86.03 | 0 | 175.7 | 0 | 0 | 0 | 0 | 0 | 0 | 0 | 0 | 1657.47 | 86.03 | 0 | 0 | 0 | 1495.3399 | 0 | 0 | 1495.3399 | 1495.4 | -0.060079
8352 | 86.03 | 0 | 173.26 | 0 | 0 | 0 | 0 | 0 | 0 | 0 | 0 | 1657.47 | 86.03 | 0 | 0 | 0 | 1495.3399 | 0 | 0 | 1495.3399 | 1495.4 | -0.060079
8353 | 86.03 | 0 | 170.83 | 0 | 0 | 0 | 0 | 0 | 0 | 0 | 0 | 1657.47 | 86.03 | 0 | 0 | 0 | 1495.3399 | 0 | 0 | 1495.3399 | 1495.4 | -0.060079
8354 | 86.03 | 0 | 168.39 | 0 | 0 | 0 | 0 | 0 | 0 | 0 | 0 | 1657.47 | 86.03 | 0 | 0 | 0 | 1495.3399 | 0 | 0 | 1495.3399 | 1495.4 | -0.060079
8355 | 86.03 | 0 | 165.96 | 0 | 0 | 0 | 0 | 0 | 0 | 0 | 0 | 1657.47 | 86.03 | 0 | 0 | 0 | 1495.3399 | 0 | 0 | 1495.3399 | 1495.4 | -0.060079
8356 | 86.03 | 0 | 163.52 | 0 | 0 | 0 | 0 | 0 | 0 | 0 | 0 | 1657.47 | 86.03 | 0 | 0 | 0 | 1495.3399 | 0 | 0 | 1495.3399 | 1495.4 | -0.060079
8357 | 86.03 | 0 | 161.09 | 0 | 0 | 0 | 0 | 0 | 0 | 0 | 0 | 1657.47 | 86.03 | 0 | 0 | 0 | 1495.3399 | 0 | 0 | 1495.3399 | 1495.4 | -0.060079
8358 | 86.03 | 0 | 158.65 | 0 | 0 | 0 | 0 | 0 | 0 | 0 | 0 | 1657.47 | 86.03 | 0 | 0 | 0 | 1495.3399 | 0 | 0 | 1495.3399 | 1495.4 | -0.060079
8359 | 86.03 | 0 | 156.22 | 0 | 0 | 0 | 0 | 0 | 0 | 0 | 0 | 1657.47 | 86.03 | 0 | 0 | 0 | 1495.3399 | 0 | 0 | 1495.3399 | 1495.4 | -0.060079
8360 | 86.03 | 0 | 153.78 | 0 | 0 | 0 | 0 | 0 | 0 | 0 | 0 | 1657.47 | 86.03 | 0 | 0 | 0 | 1495.3399 | 0 | 0 | 1495.3399 | 1495.4 | -0.060079
8361 | 92.61 | 0 | 155.38 | 0 | 0 | 0 | 0 | 0 | 0 | 0 | 0 | 1657.47 | 86.03 | 6.57 | 0 | 0 | 1495.3399 | 310.536 | 6.57 | 1805.8759 | 1806.12 | -0.24407
8362 | 100 | 0 | 161.52 | 0 | 0 | 0 | 0 | 0 | 0 | 0 | 0 | 1657.47 | 85.41 | 14.59 | 0 | 0 | 1495.3399 | 689.6074 | 14.59 | 2184.9473 | 2185.11 | -0.16271
8363 | 95.75 | 0 | 165.05 | 0 | 0 | 0 | 0 | 0 | 0 | 0 | 0 | 1657.47 | 86.03 | 9.72 | 0 | 0 | 1495.3399 | 459.4231 | 9.72 | 1954.7631 | 1954.73 | 0.033062
8364 | 100 | 0 | 171.18 | 0 | 0 | 0 | 0 | 0 | 0 | 0 | 0 | 1657.47 | 73.55 | 26.45 | 0 | 0 | 1495.3399 | 1250.1792 | 26.45 | 2745.5191 | 2745.68 | -0.16085
8365 | 100 | 0 | 177.32 | 0 | 0 | 0 | 0 | 0 | 0 | 0 | 0 | 1657.47 | 78.17 | 21.83 | 0 | 0 | 1495.3399 | 1031.8114 | 21.83 | 2527.1514 | 2527.03 | 0.12136
8366 | 94.66 | 0 | 180.18 | 0 | 0 | 0 | 0 | 0 | 0 | 0 | 0 | 1657.47 | 86.03 | 8.62 | 0 | 0 | 1495.3399 | 407.4308 | 8.62 | 1902.7707 | 1902.95 | -0.17927
8367 | 94.66 | 0 | 183.04 | 0 | 0 | 0 | 0 | 0 | 0 | 0 | 0 | 1657.47 | 86.03 | 8.63 | 0 | 0 | 1495.3399 | 407.9035 | 8.63 | 1903.2434 | 1903.19 | 0.053389
8368 | 90.05 | 0 | 183.07 | 0 | 0 | 0 | 0 | 0 | 0 | 0 | 0 | 1657.47 | 86.03 | 4.02 | 0 | 0 | 1495.3399 | 190.0083 | 4.02 | 1685.3483 | 1685.37 | -0.021743
8369 | 86.03 | 0 | 180.63 | 0 | 0 | 0 | 0 | 0 | 0 | 0 | 0 | 1657.47 | 86.03 | 0 | 0 | 0 | 1495.3399 | 0 | 0 | 1495.3399 | 1495.4 | -0.060079
8370 | 86.03 | 0 | 178.2 | 0 | 0 | 0 | 0 | 0 | 0 | 0 | 0 | 1657.47 | 86.03 | 0 | 0 | 0 | 1495.3399 | 0 | 0 | 1495.3399 | 1495.4 | -0.060079
8371 | 86.03 | 0 | 175.76 | 0 | 0 | 0 | 0 | 0 | 0 | 0 | 0 | 1657.47 | 86.03 | 0 | 0 | 0 | 1495.3399 | 0 | 0 | 1495.3399 | 1495.4 | -0.060079
8372 | 86.03 | 0 | 173.33 | 0 | 0 | 0 | 0 | 0 | 0 | 0 | 0 | 1657.47 | 86.03 | 0 | 0 | 0 | 1495.3399 | 0 | 0 | 1495.3399 | 1495.4 | -0.060079
8373 | 86.03 | 0 | 170.89 | 0 | 0 | 0 | 0 | 0 | 0 | 0 | 0 | 1657.47 | 86.03 | 0 | 0 | 0 | 1495.3399 | 0 | 0 | 1495.3399 | 1495.4 | -0.060079
8374 | 86.03 | 0 | 168.46 | 0 | 0 | 0 | 0 | 0 | 0 | 0 | 0 | 1657.47 | 86.03 | 0 | 0 | 0 | 1495.3399 | 0 | 0 | 1495.3399 | 1495.4 | -0.060079
8375 | 86.03 | 0 | 166.02 | 0 | 0 | 0 | 0 | 0 | 0 | 0 | 0 | 1657.47 | 86.03 | 0 | 0 | 0 | 1495.3399 | 0 | 0 | 1495.3399 | 1495.4 | -0.060079
8376 | 86.03 | 0 | 163.59 | 0 | 0 | 0 | 0 | 0 | 0 | 0 | 0 | 1657.47 | 86.03 | 0 | 0 | 0 | 1495.3399 | 0 | 0 | 1495.3399 | 1495.4 | -0.060079
8377 | 86.03 | 0 | 161.15 | 0 | 0 | 0 | 0 | 0 | 0 | 0 | 0 | 1657.47 | 86.03 | 0 | 0 | 0 | 1495.3399 | 0 | 0 | 1495.3399 | 1495.4 | -0.060079
8378 | 86.03 | 0 | 158.72 | 0 | 0 | 0 | 0 | 0 | 0 | 0 | 0 | 1657.47 | 86.03 | 0 | 0 | 0 | 1495.3399 | 0 | 0 | 1495.3399 | 1495.4 | -0.060079
8379 | 86.03 | 0 | 156.28 | 0 | 0 | 0 | 0 | 0 | 0 | 0 | 0 | 1657.47 | 86.03 | 0 | 0 | 0 | 1495.3399 | 0 | 0 | 1495.3399 | 1495.4 | -0.060079
8380 | 86.03 | 0 | 153.85 | 0 | 0 | 0 | 0 | 0 | 0 | 0 | 0 | 1657.47 | 86.03 | 0 | 0 | 0 | 1495.3399 | 0 | 0 | 1495.3399 | 1495.4 | -0.060079
8381 | 86.03 | 0 | 151.41 | 0 | 0 | 0 | 0 | 0 | 0 | 0 | 0 | 1657.47 | 86.03 | 0 | 0 | 0 | 1495.3399 | 0 | 0 | 1495.3399 | 1495.4 | -0.060079
8382 | 86.03 | 0 | 148.98 | 0 | 0 | 0 | 0 | 0 | 0 | 0 | 0 | 1657.47 | 86.03 | 0 | 0 | 0 | 1495.3399 | 0 | 0 | 1495.3399 | 1495.4 | -0.060079
8383 | 86.03 | 0 | 146.54 | 0 | 0 | 0 | 0 | 0 | 0 | 0 | 0 | 1657.47 | 86.03 | 0 | 0 | 0 | 1495.3399 | 0 | 0 | 1495.3399 | 1495.4 | -0.060079
8384 | 98.56 | 0 | 151.79 | 0 | 0 | 0 | 0 | 0 | 0 | 0 | 0 | 1657.47 | 86.03 | 12.52 | 0 | 0 | 1495.3399 | 591.7673 | 12.52 | 2087.1072 | 2087.32 | -0.21282
8385 | 100 | 0 | 157.93 | 0 | 0 | 0 | 0 | 0 | 0 | 0 | 0 | 1657.47 | 15.88 | 84.12 | 0 | 0 | 1495.3399 | 3975.9953 | 84.12 | 5471.3353 | 5471.49 | -0.15474
8386 | 100 | 0 | 164.07 | 0 | 0 | 0 | 0 | 0 | 0 | 0 | 0 | 1657.47 | 0 | 136.49 | 36.49 | 0 | 1495.3399 | 4726.5755 | 100 | 6221.9154 | 6221.98 | -0.064551
8387 | 100 | 0 | 170.2 | 0 | 0 | 0 | 0 | 0 | 0 | 0 | 0 | 1657.47 | 0 | 170.33 | 70.33 | 0 | 1495.3399 | 4726.5755 | 100 | 6221.9154 | 6221.98 | -0.064551
8388 | 100 | 0 | 176.34 | 0 | 0 | 0 | 0 | 0 | 0 | 0 | 0 | 1657.47 | 0 | 188.77 | 88.77 | 0 | 1495.3399 | 4726.5755 | 100 | 6221.9154 | 6221.98 | -0.064551
8389 | 100 | 0 | 182.47 | 0 | 0 | 0 | 0 | 0 | 0 | 0 | 0 | 1657.47 | 0 | 189.72 | 89.72 | 0 | 1495.3399 | 4726.5755 | 100 | 6221.9154 | 6221.98 | -0.064551
8390 | 100 | 0 | 188.61 | 0 | 0 | 0 | 0 | 0 | 0 | 0 | 0 | 1657.47 | 0 | 173.74 | 73.74 | 0 | 1495.3399 | 4726.5755 | 100 | 6221.9154 | 6221.98 | -0.064551
8391 | 100 | 0 | 194.75 | 0 | 0 | 0 | 0 | 0 | 0 | 0 | 0 | 1657.47 | 0 | 141.62 | 41.62 | 0 | 1495.3399 | 4726.5755 | 100 | 6221.9154 | 6221.98 | -0.064551
8392 | 100 | 0 | 200.88 | 0 | 0 | 0 | 0 | 0 | 0 | 0 | 0 | 1657.47 | 9.75 | 90.25 | 0 | 0 | 1495.3399 | 4265.7344 | 90.25 | 5761.0743 | 5761.23 | -0.15567
8393 | 92.28 | 0 | 202.28 | 0 | 0 | 0 | 0 | 0 | 0 | 0 | 0 | 1657.47 | 86.03 | 6.25 | 0 | 0 | 1495.3399 | 295.411 | 6.25 | 1790.7509 | 1790.64 | 0.11089
8394 | 86.03 | 0 | 199.85 | 0 | 0 | 0 | 0 | 0 | 0 | 0 | 0 | 1657.47 | 86.03 | 0 | 0 | 0 | 1495.3399 | 0 | 0 | 1495.3399 | 1495.4 | -0.060079
8395 | 86.03 | 0 | 197.41 | 0 | 0 | 0 | 0 | 0 | 0 | 0 | 0 | 1657.47 | 86.03 | 0 | 0 | 0 | 1495.3399 | 0 | 0 | 1495.3399 | 1495.4 | -0.060079
8396 | 86.03 | 0 | 194.98 | 0 | 0 | 0 | 0 | 0 | 0 | 0 | 0 | 1657.47 | 86.03 | 0 | 0 | 0 | 1495.3399 | 0 | 0 | 1495.3399 | 1495.4 | -0.060079
8397 | 86.03 | 0 | 192.54 | 0 | 0 | 0 | 0 | 0 | 0 | 0 | 0 | 1657.47 | 86.03 | 0 | 0 | 0 | 1495.3399 | 0 | 0 | 1495.3399 | 1495.4 | -0.060079
8398 | 86.03 | 0 | 190.11 | 0 | 0 | 0 | 0 | 0 | 0 | 0 | 0 | 1657.47 | 86.03 | 0 | 0 | 0 | 1495.3399 | 0 | 0 | 1495.3399 | 1495.4 | -0.060079
8399 | 86.03 | 0 | 187.67 | 0 | 0 | 0 | 0 | 0 | 0 | 0 | 0 | 1657.47 | 86.03 | 0 | 0 | 0 | 1495.3399 | 0 | 0 | 1495.3399 | 1495.4 | -0.060079
8400 | 86.03 | 0 | 185.24 | 0 | 0 | 0 | 0 | 0 | 0 | 0 | 0 | 1657.47 | 86.03 | 0 | 0 | 0 | 1495.3399 | 0 | 0 | 1495.3399 | 1495.4 | -0.060079
8401 | 86.03 | 0 | 182.8 | 0 | 0 | 0 | 0 | 0 | 0 | 0 | 0 | 1657.47 | 86.03 | 0 | 0 | 0 | 1495.3399 | 0 | 0 | 1495.3399 | 1495.4 | -0.060079
8402 | 86.03 | 0 | 180.37 | 0 | 0 | 0 | 0 | 0 | 0 | 0 | 0 | 1657.47 | 86.03 | 0 | 0 | 0 | 1495.3399 | 0 | 0 | 1495.3399 | 1495.4 | -0.060079
8403 | 86.03 | 0 | 177.93 | 0 | 0 | 0 | 0 | 0 | 0 | 0 | 0 | 1657.47 | 86.03 | 0 | 0 | 0 | 1495.3399 | 0 | 0 | 1495.3399 | 1495.4 | -0.060079
8404 | 86.03 | 0 | 175.5 | 0 | 0 | 0 | 0 | 0 | 0 | 0 | 0 | 1657.47 | 86.03 | 0 | 0 | 0 | 1495.3399 | 0 | 0 | 1495.3399 | 1495.4 | -0.060079
8405 | 86.03 | 0 | 173.06 | 0 | 0 | 0 | 0 | 0 | 0 | 0 | 0 | 1657.47 | 86.03 | 0 | 0 | 0 | 1495.3399 | 0 | 0 | 1495.3399 | 1495.4 | -0.060079
8406 | 86.03 | 0 | 170.63 | 0 | 0 | 0 | 0 | 0 | 0 | 0 | 0 | 1657.47 | 86.03 | 0 | 0 | 0 | 1495.3399 | 0 | 0 | 1495.3399 | 1495.4 | -0.060079
8407 | 86.03 | 0 | 168.19 | 0 | 0 | 0 | 0 | 0 | 0 | 0 | 0 | 1657.47 | 86.03 | 0 | 0 | 0 | 1495.3399 | 0 | 0 | 1495.3399 | 1495.4 | -0.060079
8408 | 86.03 | 0 | 165.76 | 0 | 0 | 0 | 0 | 0 | 0 | 0 | 0 | 1657.47 | 86.03 | 0 | 0 | 0 | 1495.3399 | 0 | 0 | 1495.3399 | 1495.4 | -0.060079
8409 | 100 | 0 | 171.89 | 0 | 0 | 0 | 0 | 0 | 0 | 0 | 0 | 1657.47 | 12.43 | 87.57 | 0 | 0 | 1495.3399 | 4139.0622 | 87.57 | 5634.4021 | 5634.65 | -0.24789
8410 | 100 | 0 | 178.03 | 0 | 0 | 0 | 0 | 0 | 0 | 0 | 0 | 1657.47 | 0 | 141.11 | 41.11 | 0 | 1495.3399 | 4726.5755 | 100 | 6221.9154 | 6221.98 | -0.064551
8411 | 100 | 0 | 184.16 | 0 | 0 | 0 | 0 | 0 | 0 | 0 | 0 | 1657.47 | 0 | 173.42 | 73.42 | 0 | 1495.3399 | 4726.5755 | 100 | 6221.9154 | 6221.98 | -0.064551
8412 | 100 | 0 | 190.3 | 0 | 0 | 0 | 0 | 0 | 0 | 0 | 0 | 1657.47 | 0 | 189.22 | 89.22 | 0 | 1495.3399 | 4726.5755 | 100 | 6221.9154 | 6221.98 | -0.064551
8413 | 100 | 0 | 196.44 | 0 | 0 | 0 | 0 | 0 | 0 | 0 | 0 | 1657.47 | 0 | 187.54 | 87.54 | 0 | 1495.3399 | 4726.5755 | 100 | 6221.9154 | 6221.98 | -0.064551
8414 | 100 | 0 | 202.57 | 0 | 0 | 0 | 0 | 0 | 0 | 0 | 0 | 1657.47 | 0 | 169.36 | 69.36 | 0 | 1495.3399 | 4726.5755 | 100 | 6221.9154 | 6221.98 | -0.064551
8415 | 100 | 0 | 208.71 | 0 | 0 | 0 | 0 | 0 | 0 | 0 | 0 | 1657.47 | 0 | 137.67 | 37.67 | 0 | 1495.3399 | 4726.5755 | 100 | 6221.9154 | 6221.98 | -0.064551
8416 | 100 | 0 | 214.85 | 0 | 0 | 0 | 0 | 0 | 0 | 0 | 0 | 1657.47 | 11.42 | 88.58 | 0 | 0 | 1495.3399 | 4186.8006 | 88.58 | 5682.1405 | 5682.39 | -0.24948
8417 | 92.65 | 0 | 216.47 | 0 | 0 | 0 | 0 | 0 | 0 | 0 | 0 | 1657.47 | 86.03 | 6.61 | 0 | 0 | 1495.3399 | 312.4266 | 6.61 | 1807.7666 | 1808.02 | -0.25344
8418 | 86.03 | 0 | 214.03 | 0 | 0 | 0 | 0 | 0 | 0 | 0 | 0 | 1657.47 | 86.03 | 0 | 0 | 0 | 1495.3399 | 0 | 0 | 1495.3399 | 1495.4 | -0.060079
8419 | 86.03 | 0 | 211.6 | 0 | 0 | 0 | 0 | 0 | 0 | 0 | 0 | 1657.47 | 86.03 | 0 | 0 | 0 | 1495.3399 | 0 | 0 | 1495.3399 | 1495.4 | -0.060079
8420 | 86.03 | 0 | 209.16 | 0 | 0 | 0 | 0 | 0 | 0 | 0 | 0 | 1657.47 | 86.03 | 0 | 0 | 0 | 1495.3399 | 0 | 0 | 1495.3399 | 1495.4 | -0.060079
8421 | 86.03 | 0 | 206.73 | 0 | 0 | 0 | 0 | 0 | 0 | 0 | 0 | 1657.47 | 86.03 | 0 | 0 | 0 | 1495.3399 | 0 | 0 | 1495.3399 | 1495.4 | -0.060079
8422 | 86.03 | 0 | 204.29 | 0 | 0 | 0 | 0 | 0 | 0 | 0 | 0 | 1657.47 | 86.03 | 0 | 0 | 0 | 1495.3399 | 0 | 0 | 1495.3399 | 1495.4 | -0.060079
8423 | 86.03 | 0 | 201.86 | 0 | 0 | 0 | 0 | 0 | 0 | 0 | 0 | 1657.47 | 86.03 | 0 | 0 | 0 | 1495.3399 | 0 | 0 | 1495.3399 | 1495.4 | -0.060079
8424 | 86.03 | 0 | 199.42 | 0 | 0 | 0 | 0 | 0 | 0 | 0 | 0 | 1657.47 | 86.03 | 0 | 0 | 0 | 1495.3399 | 0 | 0 | 1495.3399 | 1495.4 | -0.060079
8425 | 86.03 | 0 | 196.99 | 0 | 0 | 0 | 0 | 0 | 0 | 0 | 0 | 1657.47 | 86.03 | 0 | 0 | 0 | 1495.3399 | 0 | 0 | 1495.3399 | 1495.4 | -0.060079
8426 | 86.03 | 0 | 194.55 | 0 | 0 | 0 | 0 | 0 | 0 | 0 | 0 | 1657.47 | 86.03 | 0 | 0 | 0 | 1495.3399 | 0 | 0 | 1495.3399 | 1495.4 | -0.060079
8427 | 86.03 | 0 | 192.12 | 0 | 0 | 0 | 0 | 0 | 0 | 0 | 0 | 1657.47 | 86.03 | 0 | 0 | 0 | 1495.3399 | 0 | 0 | 1495.3399 | 1495.4 | -0.060079
8428 | 86.03 | 0 | 189.68 | 0 | 0 | 0 | 0 | 0 | 0 | 0 | 0 | 1657.47 | 86.03 | 0 | 0 | 0 | 1495.3399 | 0 | 0 | 1495.3399 | 1495.4 | -0.060079
8429 | 86.03 | 0 | 187.25 | 0 | 0 | 0 | 0 | 0 | 0 | 0 | 0 | 1657.47 | 86.03 | 0 | 0 | 0 | 1495.3399 | 0 | 0 | 1495.3399 | 1495.4 | -0.060079
8430 | 86.03 | 0 | 184.81 | 0 | 0 | 0 | 0 | 0 | 0 | 0 | 0 | 1657.47 | 86.03 | 0 | 0 | 0 | 1495.3399 | 0 | 0 | 1495.3399 | 1495.4 | -0.060079
8431 | 86.03 | 0 | 182.38 | 0 | 0 | 0 | 0 | 0 | 0 | 0 | 0 | 1657.47 | 86.03 | 0 | 0 | 0 | 1495.3399 | 0 | 0 | 1495.3399 | 1495.4 | -0.060079
8432 | 86.03 | 0 | 179.94 | 0 | 0 | 0 | 0 | 0 | 0 | 0 | 0 | 1657.47 | 86.03 | 0 | 0 | 0 | 1495.3399 | 0 | 0 | 1495.3399 | 1495.4 | -0.060079
8433 | 100 | 0 | 186.08 | 0 | 0 | 0 | 0 | 0 | 0 | 0 | 0 | 1657.47 | 14.17 | 85.83 | 0 | 0 | 1495.3399 | 4056.8198 | 85.83 | 5552.1597 | 5552.32 | -0.1603
8434 | 100 | 0 | 192.22 | 0 | 0 | 0 | 0 | 0 | 0 | 0 | 0 | 1657.47 | 0 | 140.91 | 40.91 | 0 | 1495.3399 | 4726.5755 | 100 | 6221.9154 | 6221.98 | -0.064551
8435 | 100 | 0 | 198.35 | 0 | 0 | 0 | 0 | 0 | 0 | 0 | 0 | 1657.47 | 0 | 174.58 | 74.58 | 0 | 1495.3399 | 4726.5755 | 100 | 6221.9154 | 6221.98 | -0.064551
8436 | 100 | 0 | 204.49 | 0 | 0 | 0 | 0 | 0 | 0 | 0 | 0 | 1657.47 | 0 | 191.31 | 91.31 | 0 | 1495.3399 | 4726.5755 | 100 | 6221.9154 | 6221.98 | -0.064551
8437 | 100 | 0 | 210.63 | 0 | 0 | 0 | 0 | 0 | 0 | 0 | 0 | 1657.47 | 0 | 191.24 | 91.24 | 0 | 1495.3399 | 4726.5755 | 100 | 6221.9154 | 6221.98 | -0.064551
8438 | 100 | 0 | 216.76 | 0 | 0 | 0 | 0 | 0 | 0 | 0 | 0 | 1657.47 | 0 | 174.07 | 74.07 | 0 | 1495.3399 | 4726.5755 | 100 | 6221.9154 | 6221.98 | -0.064551
8439 | 100 | 0 | 222.9 | 0 | 0 | 0 | 0 | 0 | 0 | 0 | 0 | 1657.47 | 0 | 142.6 | 42.6 | 0 | 1495.3399 | 4726.5755 | 100 | 6221.9154 | 6221.98 | -0.064551
8440 | 100 | 0 | 229.03 | 0 | 0 | 0 | 0 | 0 | 0 | 0 | 0 | 1657.47 | 7.73 | 92.27 | 0 | 0 | 1495.3399 | 4361.2112 | 92.27 | 5856.5512 | 5856.8 | -0.24884
8441 | 100 | 0 | 235.17 | 0 | 0 | 0 | 0 | 0 | 0 | 0 | 0 | 1657.47 | 75.97 | 24.03 | 0 | 0 | 1495.3399 | 1135.7961 | 24.03 | 2631.136 | 2631.39 | -0.25398
8442 | 86.03 | 0 | 232.74 | 0 | 0 | 0 | 0 | 0 | 0 | 0 | 0 | 1657.47 | 86.03 | 0 | 0 | 0 | 1495.3399 | 0 | 0 | 1495.3399 | 1495.4 | -0.060079
8443 | 86.03 | 0 | 230.3 | 0 | 0 | 0 | 0 | 0 | 0 | 0 | 0 | 1657.47 | 86.03 | 0 | 0 | 0 | 1495.3399 | 0 | 0 | 1495.3399 | 1495.4 | -0.060079
8444 | 86.03 | 0 | 227.87 | 0 | 0 | 0 | 0 | 0 | 0 | 0 | 0 | 1657.47 | 86.03 | 0 | 0 | 0 | 1495.3399 | 0 | 0 | 1495.3399 | 1495.4 | -0.060079
8445 | 86.03 | 0 | 225.43 | 0 | 0 | 0 | 0 | 0 | 0 | 0 | 0 | 1657.47 | 86.03 | 0 | 0 | 0 | 1495.3399 | 0 | 0 | 1495.3399 | 1495.4 | -0.060079
8446 | 86.03 | 0 | 223 | 0 | 0 | 0 | 0 | 0 | 0 | 0 | 0 | 1657.47 | 86.03 | 0 | 0 | 0 | 1495.3399 | 0 | 0 | 1495.3399 | 1495.4 | -0.060079
8447 | 86.03 | 0 | 220.56 | 0 | 0 | 0 | 0 | 0 | 0 | 0 | 0 | 1657.47 | 86.03 | 0 | 0 | 0 | 1495.3399 | 0 | 0 | 1495.3399 | 1495.4 | -0.060079
8448 | 86.03 | 0 | 218.13 | 0 | 0 | 0 | 0 | 0 | 0 | 0 | 0 | 1657.47 | 86.03 | 0 | 0 | 0 | 1495.3399 | 0 | 0 | 1495.3399 | 1495.4 | -0.060079
8449 | 86.03 | 0 | 215.69 | 0 | 0 | 0 | 0 | 0 | 0 | 0 | 0 | 1657.47 | 86.03 | 0 | 0 | 0 | 1495.3399 | 0 | 0 | 1495.3399 | 1495.4 | -0.060079
8450 | 86.03 | 0 | 213.26 | 0 | 0 | 0 | 0 | 0 | 0 | 0 | 0 | 1657.47 | 86.03 | 0 | 0 | 0 | 1495.3399 | 0 | 0 | 1495.3399 | 1495.4 | -0.060079
8451 | 86.03 | 0 | 210.82 | 0 | 0 | 0 | 0 | 0 | 0 | 0 | 0 | 1657.47 | 86.03 | 0 | 0 | 0 | 1495.3399 | 0 | 0 | 1495.3399 | 1495.4 | -0.060079
8452 | 86.03 | 0 | 208.39 | 0 | 0 | 0 | 0 | 0 | 0 | 0 | 0 | 1657.47 | 86.03 | 0 | 0 | 0 | 1495.3399 | 0 | 0 | 1495.3399 | 1495.4 | -0.060079
8453 | 86.03 | 0 | 205.95 | 0 | 0 | 0 | 0 | 0 | 0 | 0 | 0 | 1657.47 | 86.03 | 0 | 0 | 0 | 1495.3399 | 0 | 0 | 1495.3399 | 1495.4 | -0.060079
8454 | 86.03 | 0 | 203.52 | 0 | 0 | 0 | 0 | 0 | 0 | 0 | 0 | 1657.47 | 86.03 | 0 | 0 | 0 | 1495.3399 | 0 | 0 | 1495.3399 | 1495.4 | -0.060079
8455 | 86.03 | 0 | 201.08 | 0 | 0 | 0 | 0 | 0 | 0 | 0 | 0 | 1657.47 | 86.03 | 0 | 0 | 0 | 1495.3399 | 0 | 0 | 1495.3399 | 1495.4 | -0.060079
8456 | 86.03 | 0 | 198.65 | 0 | 0 | 0 | 0 | 0 | 0 | 0 | 0 | 1657.47 | 86.03 | 0 | 0 | 0 | 1495.3399 | 0 | 0 | 1495.3399 | 1495.4 | -0.060079
8457 | 100 | 0 | 204.78 | 0 | 0 | 0 | 0 | 0 | 0 | 0 | 0 | 1657.47 | 20.61 | 79.39 | 0 | 0 | 1495.3399 | 3752.4283 | 79.39 | 5247.7682 | 5248.02 | -0.25177
8458 | 100 | 0 | 210.92 | 0 | 0 | 0 | 0 | 0 | 0 | 0 | 0 | 1657.47 | 0 | 129.59 | 29.59 | 0 | 1495.3399 | 4726.5755 | 100 | 6221.9154 | 6221.98 | -0.064551
8459 | 100 | 0 | 217.05 | 0 | 0 | 0 | 0 | 0 | 0 | 0 | 0 | 1657.47 | 0 | 156.51 | 56.51 | 0 | 1495.3399 | 4726.5755 | 100 | 6221.9154 | 6221.98 | -0.064551
8460 | 100 | 0 | 223.19 | 0 | 0 | 0 | 0 | 0 | 0 | 0 | 0 | 1657.47 | 0 | 142.34 | 42.34 | 0 | 1495.3399 | 4726.5755 | 100 | 6221.9154 | 6221.98 | -0.064551
8461 | 100 | 0 | 229.33 | 0 | 0 | 0 | 0 | 0 | 0 | 0 | 0 | 1657.47 | 0 | 173.52 | 73.52 | 0 | 1495.3399 | 4726.5755 | 100 | 6221.9154 | 6221.98 | -0.064551
8462 | 100 | 0 | 235.46 | 0 | 0 | 0 | 0 | 0 | 0 | 0 | 0 | 1657.47 | 0 | 159.07 | 59.07 | 0 | 1495.3399 | 4726.5755 | 100 | 6221.9154 | 6221.98 | -0.064551
8463 | 100 | 0 | 241.6 | 0 | 0 | 0 | 0 | 0 | 0 | 0 | 0 | 1657.47 | 3.24 | 96.76 | 0 | 0 | 1495.3399 | 4573.4345 | 96.76 | 6068.7744 | 6068.65 | 0.1244
8464 | 100 | 0 | 247.74 | 0 | 0 | 0 | 0 | 0 | 0 | 0 | 0 | 1657.47 | 39.45 | 60.55 | 0 | 0 | 1495.3399 | 2861.9415 | 60.55 | 4357.2814 | 4357.34 | -0.058597
8465 | 90.33 | 0 | 247.93 | 0 | 0 | 0 | 0 | 0 | 0 | 0 | 0 | 1657.47 | 86.03 | 4.29 | 0 | 0 | 1495.3399 | 202.7701 | 4.29 | 1698.11 | 1698.29 | -0.17999
8466 | 86.03 | 0 | 245.5 | 0 | 0 | 0 | 0 | 0 | 0 | 0 | 0 | 1657.47 | 86.03 | 0 | 0 | 0 | 1495.3399 | 0 | 0 | 1495.3399 | 1495.4 | -0.060079
8467 | 86.03 | 0 | 243.06 | 0 | 0 | 0 | 0 | 0 | 0 | 0 | 0 | 1657.47 | 86.03 | 0 | 0 | 0 | 1495.3399 | 0 | 0 | 1495.3399 | 1495.4 | -0.060079
8468 | 86.03 | 0 | 240.63 | 0 | 0 | 0 | 0 | 0 | 0 | 0 | 0 | 1657.47 | 86.03 | 0 | 0 | 0 | 1495.3399 | 0 | 0 | 1495.3399 | 1495.4 | -0.060079
8469 | 86.03 | 0 | 238.19 | 0 | 0 | 0 | 0 | 0 | 0 | 0 | 0 | 1657.47 | 86.03 | 0 | 0 | 0 | 1495.3399 | 0 | 0 | 1495.3399 | 1495.4 | -0.060079
8470 | 86.03 | 0 | 235.76 | 0 | 0 | 0 | 0 | 0 | 0 | 0 | 0 | 1657.47 | 86.03 | 0 | 0 | 0 | 1495.3399 | 0 | 0 | 1495.3399 | 1495.4 | -0.060079
8471 | 86.03 | 0 | 233.32 | 0 | 0 | 0 | 0 | 0 | 0 | 0 | 0 | 1657.47 | 86.03 | 0 | 0 | 0 | 1495.3399 | 0 | 0 | 1495.3399 | 1495.4 | -0.060079
8472 | 86.03 | 0 | 230.89 | 0 | 0 | 0 | 0 | 0 | 0 | 0 | 0 | 1657.47 | 86.03 | 0 | 0 | 0 | 1495.3399 | 0 | 0 | 1495.3399 | 1495.4 | -0.060079
8473 | 86.03 | 0 | 228.45 | 0 | 0 | 0 | 0 | 0 | 0 | 0 | 0 | 1657.47 | 86.03 | 0 | 0 | 0 | 1495.3399 | 0 | 0 | 1495.3399 | 1495.4 | -0.060079
8474 | 86.03 | 0 | 226.02 | 0 | 0 | 0 | 0 | 0 | 0 | 0 | 0 | 1657.47 | 86.03 | 0 | 0 | 0 | 1495.3399 | 0 | 0 | 1495.3399 | 1495.4 | -0.060079
8475 | 86.03 | 0 | 223.58 | 0 | 0 | 0 | 0 | 0 | 0 | 0 | 0 | 1657.47 | 86.03 | 0 | 0 | 0 | 1495.3399 | 0 | 0 | 1495.3399 | 1495.4 | -0.060079
8476 | 86.03 | 0 | 221.15 | 0 | 0 | 0 | 0 | 0 | 0 | 0 | 0 | 1657.47 | 86.03 | 0 | 0 | 0 | 1495.3399 | 0 | 0 | 1495.3399 | 1495.4 | -0.060079
8477 | 86.03 | 0 | 218.71 | 0 | 0 | 0 | 0 | 0 | 0 | 0 | 0 | 1657.47 | 86.03 | 0 | 0 | 0 | 1495.3399 | 0 | 0 | 1495.3399 | 1495.4 | -0.060079
8478 | 86.03 | 0 | 216.28 | 0 | 0 | 0 | 0 | 0 | 0 | 0 | 0 | 1657.47 | 86.03 | 0 | 0 | 0 | 1495.3399 | 0 | 0 | 1495.3399 | 1495.4 | -0.060079
8479 | 86.03 | 0 | 213.84 | 0 | 0 | 0 | 0 | 0 | 0 | 0 | 0 | 1657.47 | 86.03 | 0 | 0 | 0 | 1495.3399 | 0 | 0 | 1495.3399 | 1495.4 | -0.060079
8480 | 86.03 | 0 | 211.41 | 0 | 0 | 0 | 0 | 0 | 0 | 0 | 0 | 1657.47 | 86.03 | 0 | 0 | 0 | 1495.3399 | 0 | 0 | 1495.3399 | 1495.4 | -0.060079
8481 | 100 | 0 | 217.55 | 0 | 0 | 0 | 0 | 0 | 0 | 0 | 0 | 1657.47 | 27.19 | 72.81 | 0 | 0 | 1495.3399 | 3441.4196 | 72.81 | 4936.7596 | 4936.82 | -0.060437
8482 | 100 | 0 | 223.68 | 0 | 0 | 0 | 0 | 0 | 0 | 0 | 0 | 1657.47 | 0 | 121.62 | 21.62 | 0 | 1495.3399 | 4726.5755 | 100 | 6221.9154 | 6221.98 | -0.064551
8483 | 100 | 0 | 229.82 | 0 | 0 | 0 | 0 | 0 | 0 | 0 | 0 | 1657.47 | 0 | 155.05 | 55.05 | 0 | 1495.3399 | 4726.5755 | 100 | 6221.9154 | 6221.98 | -0.064551
8484 | 100 | 0 | 235.95 | 0 | 0 | 0 | 0 | 0 | 0 | 0 | 0 | 1657.47 | 0 | 170.45 | 70.45 | 0 | 1495.3399 | 4726.5755 | 100 | 6221.9154 | 6221.98 | -0.064551
8485 | 100 | 0 | 242.09 | 0 | 0 | 0 | 0 | 0 | 0 | 0 | 0 | 1657.47 | 0 | 170.37 | 70.37 | 0 | 1495.3399 | 4726.5755 | 100 | 6221.9154 | 6221.98 | -0.064551
8486 | 100 | 0 | 248.23 | 0 | 0 | 0 | 0 | 0 | 0 | 0 | 0 | 1657.47 | 0 | 154.89 | 54.89 | 0 | 1495.3399 | 4726.5755 | 100 | 6221.9154 | 6221.98 | -0.064551
8487 | 100 | 0 | 254.36 | 0 | 0 | 0 | 0 | 0 | 0 | 0 | 0 | 1657.47 | 0 | 125.18 | 25.18 | 0 | 1495.3399 | 4726.5755 | 100 | 6221.9154 | 6221.98 | -0.064551
8488 | 100 | 0 | 260.5 | 0 | 0 | 0 | 0 | 0 | 0 | 0 | 0 | 1657.47 | 18.63 | 81.37 | 0 | 0 | 1495.3399 | 3846.0145 | 81.37 | 5341.3544 | 5341.51 | -0.15557
8489 | 100 | 0 | 266.64 | 0 | 0 | 0 | 0 | 0 | 0 | 0 | 0 | 1657.47 | 79.89 | 20.11 | 0 | 0 | 1495.3399 | 950.5143 | 20.11 | 2445.8543 | 2446.11 | -0.25574
8490 | 86.03 | 0 | 264.2 | 0 | 0 | 0 | 0 | 0 | 0 | 0 | 0 | 1657.47 | 86.03 | 0 | 0 | 0 | 1495.3399 | 0 | 0 | 1495.3399 | 1495.4 | -0.060079
8491 | 86.03 | 0 | 261.77 | 0 | 0 | 0 | 0 | 0 | 0 | 0 | 0 | 1657.47 | 86.03 | 0 | 0 | 0 | 1495.3399 | 0 | 0 | 1495.3399 | 1495.4 | -0.060079
8492 | 86.03 | 0 | 259.33 | 0 | 0 | 0 | 0 | 0 | 0 | 0 | 0 | 1657.47 | 86.03 | 0 | 0 | 0 | 1495.3399 | 0 | 0 | 1495.3399 | 1495.4 | -0.060079
8493 | 86.03 | 0 | 256.9 | 0 | 0 | 0 | 0 | 0 | 0 | 0 | 0 | 1657.47 | 86.03 | 0 | 0 | 0 | 1495.3399 | 0 | 0 | 1495.3399 | 1495.4 | -0.060079
8494 | 86.03 | 0 | 254.46 | 0 | 0 | 0 | 0 | 0 | 0 | 0 | 0 | 1657.47 | 86.03 | 0 | 0 | 0 | 1495.3399 | 0 | 0 | 1495.3399 | 1495.4 | -0.060079
8495 | 86.03 | 0 | 252.03 | 0 | 0 | 0 | 0 | 0 | 0 | 0 | 0 | 1657.47 | 86.03 | 0 | 0 | 0 | 1495.3399 | 0 | 0 | 1495.3399 | 1495.4 | -0.060079
8496 | 86.03 | 0 | 249.59 | 0 | 0 | 0 | 0 | 0 | 0 | 0 | 0 | 1657.47 | 86.03 | 0 | 0 | 0 | 1495.3399 | 0 | 0 | 1495.3399 | 1495.4 | -0.060079
8497 | 86.03 | 0 | 247.16 | 0 | 0 | 0 | 0 | 0 | 0 | 0 | 0 | 1657.47 | 86.03 | 0 | 0 | 0 | 1495.3399 | 0 | 0 | 1495.3399 | 1495.4 | -0.060079
8498 | 86.03 | 0 | 244.72 | 0 | 0 | 0 | 0 | 0 | 0 | 0 | 0 | 1657.47 | 86.03 | 0 | 0 | 0 | 1495.3399 | 0 | 0 | 1495.3399 | 1495.4 | -0.060079
8499 | 86.03 | 0 | 242.29 | 0 | 0 | 0 | 0 | 0 | 0 | 0 | 0 | 1657.47 | 86.03 | 0 | 0 | 0 | 1495.3399 | 0 | 0 | 1495.3399 | 1495.4 | -0.060079
8500 | 86.03 | 0 | 239.85 | 0 | 0 | 0 | 0 | 0 | 0 | 0 | 0 | 1657.47 | 86.03 | 0 | 0 | 0 | 1495.3399 | 0 | 0 | 1495.3399 | 1495.4 | -0.060079
8501 | 86.03 | 0 | 237.42 | 0 | 0 | 0 | 0 | 0 | 0 | 0 | 0 | 1657.47 | 86.03 | 0 | 0 | 0 | 1495.3399 | 0 | 0 | 1495.3399 | 1495.4 | -0.060079
8502 | 86.03 | 0 | 234.98 | 0 | 0 | 0 | 0 | 0 | 0 | 0 | 0 | 1657.47 | 86.03 | 0 | 0 | 0 | 1495.3399 | 0 | 0 | 1495.3399 | 1495.4 | -0.060079
8503 | 86.03 | 0 | 232.55 | 0 | 0 | 0 | 0 | 0 | 0 | 0 | 0 | 1657.47 | 86.03 | 0 | 0 | 0 | 1495.3399 | 0 | 0 | 1495.3399 | 1495.4 | -0.060079
8504 | 86.03 | 0 | 230.11 | 0 | 0 | 0 | 0 | 0 | 0 | 0 | 0 | 1657.47 | 86.03 | 0 | 0 | 0 | 1495.3399 | 0 | 0 | 1495.3399 | 1495.4 | -0.060079
8505 | 100 | 0 | 236.25 | 0 | 0 | 0 | 0 | 0 | 0 | 0 | 0 | 1657.47 | 26.99 | 73.01 | 0 | 0 | 1495.3399 | 3450.8728 | 73.01 | 4946.2127 | 4946.09 | 0.12271
8506 | 100 | 0 | 242.38 | 0 | 0 | 0 | 0 | 0 | 0 | 0 | 0 | 1657.47 | 0 | 124.14 | 24.14 | 0 | 1495.3399 | 4726.5755 | 100 | 6221.9154 | 6221.98 | -0.064551
8507 | 100 | 0 | 248.52 | 0 | 0 | 0 | 0 | 0 | 0 | 0 | 0 | 1657.47 | 0 | 158.65 | 58.65 | 0 | 1495.3399 | 4726.5755 | 100 | 6221.9154 | 6221.98 | -0.064551
8508 | 100 | 0 | 254.66 | 0 | 0 | 0 | 0 | 0 | 0 | 0 | 0 | 1657.47 | 0 | 173.96 | 73.96 | 0 | 1495.3399 | 4726.5755 | 100 | 6221.9154 | 6221.98 | -0.064551
8509 | 100 | 0 | 260.79 | 0 | 0 | 0 | 0 | 0 | 0 | 0 | 0 | 1657.47 | 0 | 174.95 | 74.95 | 0 | 1495.3399 | 4726.5755 | 100 | 6221.9154 | 6221.98 | -0.064551
8510 | 100 | 0 | 266.93 | 0 | 0 | 0 | 0 | 0 | 0 | 0 | 0 | 1657.47 | 0 | 160.27 | 60.27 | 0 | 1495.3399 | 4726.5755 | 100 | 6221.9154 | 6221.98 | -0.064551
8511 | 100 | 0 | 273.06 | 0 | 0 | 0 | 0 | 0 | 0 | 0 | 0 | 1657.47 | 0 | 129.82 | 29.82 | 0 | 1495.3399 | 4726.5755 | 100 | 6221.9154 | 6221.98 | -0.064551
8512 | 100 | 0 | 279.2 | 0 | 0 | 0 | 0 | 0 | 0 | 0 | 0 | 1657.47 | 16.49 | 83.51 | 0 | 0 | 1495.3399 | 3947.1632 | 83.51 | 5442.5031 | 5442.47 | 0.033144
8513 | 100 | 0 | 285.34 | 0 | 0 | 0 | 0 | 0 | 0 | 0 | 0 | 1657.47 | 79.02 | 20.98 | 0 | 0 | 1495.3399 | 991.6355 | 20.98 | 2486.9755 | 2487.23 | -0.25453
8514 | 86.03 | 0 | 282.9 | 0 | 0 | 0 | 0 | 0 | 0 | 0 | 0 | 1657.47 | 86.03 | 0 | 0 | 0 | 1495.3399 | 0 | 0 | 1495.3399 | 1495.4 | -0.060079
8515 | 86.03 | 0 | 280.47 | 0 | 0 | 0 | 0 | 0 | 0 | 0 | 0 | 1657.47 | 86.03 | 0 | 0 | 0 | 1495.3399 | 0 | 0 | 1495.3399 | 1495.4 | -0.060079
8516 | 86.03 | 0 | 278.03 | 0 | 0 | 0 | 0 | 0 | 0 | 0 | 0 | 1657.47 | 86.03 | 0 | 0 | 0 | 1495.3399 | 0 | 0 | 1495.3399 | 1495.4 | -0.060079
8517 | 86.03 | 0 | 275.6 | 0 | 0 | 0 | 0 | 0 | 0 | 0 | 0 | 1657.47 | 86.03 | 0 | 0 | 0 | 1495.3399 | 0 | 0 | 1495.3399 | 1495.4 | -0.060079
8518 | 86.03 | 0 | 273.16 | 0 | 0 | 0 | 0 | 0 | 0 | 0 | 0 | 1657.47 | 86.03 | 0 | 0 | 0 | 1495.3399 | 0 | 0 | 1495.3399 | 1495.4 | -0.060079
8519 | 86.03 | 0 | 270.73 | 0 | 0 | 0 | 0 | 0 | 0 | 0 | 0 | 1657.47 | 86.03 | 0 | 0 | 0 | 1495.3399 | 0 | 0 | 1495.3399 | 1495.4 | -0.060079
8520 | 86.03 | 0 | 268.29 | 0 | 0 | 0 | 0 | 0 | 0 | 0 | 0 | 1657.47 | 86.03 | 0 | 0 | 0 | 1495.3399 | 0 | 0 | 1495.3399 | 1495.4 | -0.060079
8521 | 86.03 | 0 | 265.86 | 0 | 0 | 0 | 0 | 0 | 0 | 0 | 0 | 1657.47 | 86.03 | 0 | 0 | 0 | 1495.3399 | 0 | 0 | 1495.3399 | 1495.4 | -0.060079
8522 | 86.03 | 0 | 263.42 | 0 | 0 | 0 | 0 | 0 | 0 | 0 | 0 | 1657.47 | 86.03 | 0 | 0 | 0 | 1495.3399 | 0 | 0 | 1495.3399 | 1495.4 | -0.060079
8523 | 86.03 | 0 | 260.99 | 0 | 0 | 0 | 0 | 0 | 0 | 0 | 0 | 1657.47 | 86.03 | 0 | 0 | 0 | 1495.3399 | 0 | 0 | 1495.3399 | 1495.4 | -0.060079
8524 | 86.03 | 0 | 258.55 | 0 | 0 | 0 | 0 | 0 | 0 | 0 | 0 | 1657.47 | 86.03 | 0 | 0 | 0 | 1495.3399 | 0 | 0 | 1495.3399 | 1495.4 | -0.060079
8525 | 86.03 | 0 | 256.12 | 0 | 0 | 0 | 0 | 0 | 0 | 0 | 0 | 1657.47 | 86.03 | 0 | 0 | 0 | 1495.3399 | 0 | 0 | 1495.3399 | 1495.4 | -0.060079
8526 | 86.03 | 0 | 253.68 | 0 | 0 | 0 | 0 | 0 | 0 | 0 | 0 | 1657.47 | 86.03 | 0 | 0 | 0 | 1495.3399 | 0 | 0 | 1495.3399 | 1495.4 | -0.060079
8527 | 86.03 | 0 | 251.25 | 0 | 0 | 0 | 0 | 0 | 0 | 0 | 0 | 1657.47 | 86.03 | 0 | 0 | 0 | 1495.3399 | 0 | 0 | 1495.3399 | 1495.4 | -0.060079
8528 | 86.03 | 0 | 248.81 | 0 | 0 | 0 | 0 | 0 | 0 | 0 | 0 | 1657.47 | 86.03 | 0 | 0 | 0 | 1495.3399 | 0 | 0 | 1495.3399 | 1495.4 | -0.060079
8529 | 100 | 0 | 254.95 | 0 | 0 | 0 | 0 | 0 | 0 | 0 | 0 | 1657.47 | 24.19 | 75.81 | 0 | 0 | 1495.3399 | 3583.2169 | 75.81 | 5078.5568 | 5078.71 | -0.15317
8530 | 100 | 0 | 261.08 | 0 | 0 | 0 | 0 | 0 | 0 | 0 | 0 | 1657.47 | 0 | 127.31 | 27.31 | 0 | 1495.3399 | 4726.5755 | 100 | 6221.9154 | 6221.98 | -0.064551
8531 | 100 | 0 | 267.22 | 0 | 0 | 0 | 0 | 0 | 0 | 0 | 0 | 1657.47 | 0 | 159.7 | 59.7 | 0 | 1495.3399 | 4726.5755 | 100 | 6221.9154 | 6221.98 | -0.064551
8532 | 100 | 0 | 273.36 | 0 | 0 | 0 | 0 | 0 | 0 | 0 | 0 | 1657.47 | 0 | 175.83 | 75.83 | 0 | 1495.3399 | 4726.5755 | 100 | 6221.9154 | 6221.98 | -0.064551
8533 | 100 | 0 | 279.49 | 0 | 0 | 0 | 0 | 0 | 0 | 0 | 0 | 1657.47 | 0 | 177.33 | 77.33 | 0 | 1495.3399 | 4726.5755 | 100 | 6221.9154 | 6221.98 | -0.064551
8534 | 100 | 0 | 285.63 | 0 | 0 | 0 | 0 | 0 | 0 | 0 | 0 | 1657.47 | 0 | 163.68 | 63.68 | 0 | 1495.3399 | 4726.5755 | 100 | 6221.9154 | 6221.98 | -0.064551
8535 | 100 | 0 | 291.77 | 0 | 0 | 0 | 0 | 0 | 0 | 0 | 0 | 1657.47 | 0 | 132.03 | 32.03 | 0 | 1495.3399 | 4726.5755 | 100 | 6221.9154 | 6221.98 | -0.064551
8536 | 100 | 0 | 297.9 | 0 | 0 | 0 | 0 | 0 | 0 | 0 | 0 | 1657.47 | 15.18 | 84.82 | 0 | 0 | 1495.3399 | 4009.0814 | 84.82 | 5504.4213 | 5504.3 | 0.12128
8537 | 93.41 | 0 | 300 | 0 | 0 | 0 | 0 | 0 | 0 | 0 | 0 | 1657.47 | 86.03 | 7.38 | 0 | 0 | 1495.3399 | 348.8213 | 7.38 | 1844.1612 | 1844.28 | -0.11881
8538 | 86.03 | 0 | 297.56 | 0 | 0 | 0 | 0 | 0 | 0 | 0 | 0 | 1657.47 | 86.03 | 0 | 0 | 0 | 1495.3399 | 0 | 0 | 1495.3399 | 1495.4 | -0.060079
8539 | 86.03 | 0 | 295.13 | 0 | 0 | 0 | 0 | 0 | 0 | 0 | 0 | 1657.47 | 86.03 | 0 | 0 | 0 | 1495.3399 | 0 | 0 | 1495.3399 | 1495.4 | -0.060079
8540 | 86.03 | 0 | 292.69 | 0 | 0 | 0 | 0 | 0 | 0 | 0 | 0 | 1657.47 | 86.03 | 0 | 0 | 0 | 1495.3399 | 0 | 0 | 1495.3399 | 1495.4 | -0.060079
8541 | 86.03 | 0 | 290.26 | 0 | 0 | 0 | 0 | 0 | 0 | 0 | 0 | 1657.47 | 86.03 | 0 | 0 | 0 | 1495.3399 | 0 | 0 | 1495.3399 | 1495.4 | -0.060079
8542 | 86.03 | 0 | 287.82 | 0 | 0 | 0 | 0 | 0 | 0 | 0 | 0 | 1657.47 | 86.03 | 0 | 0 | 0 | 1495.3399 | 0 | 0 | 1495.3399 | 1495.4 | -0.060079
8543 | 86.03 | 0 | 285.39 | 0 | 0 | 0 | 0 | 0 | 0 | 0 | 0 | 1657.47 | 86.03 | 0 | 0 | 0 | 1495.3399 | 0 | 0 | 1495.3399 | 1495.4 | -0.060079
8544 | 86.03 | 0 | 282.95 | 0 | 0 | 0 | 0 | 0 | 0 | 0 | 0 | 1657.47 | 86.03 | 0 | 0 | 0 | 1495.3399 | 0 | 0 | 1495.3399 | 1495.4 | -0.060079
8545 | 86.03 | 0 | 280.52 | 0 | 0 | 0 | 0 | 0 | 0 | 0 | 0 | 1657.47 | 86.03 | 0 | 0 | 0 | 1495.3399 | 0 | 0 | 1495.3399 | 1495.4 | -0.060079
8546 | 86.03 | 0 | 278.08 | 0 | 0 | 0 | 0 | 0 | 0 | 0 | 0 | 1657.47 | 86.03 | 0 | 0 | 0 | 1495.3399 | 0 | 0 | 1495.3399 | 1495.4 | -0.060079
8547 | 86.03 | 0 | 275.65 | 0 | 0 | 0 | 0 | 0 | 0 | 0 | 0 | 1657.47 | 86.03 | 0 | 0 | 0 | 1495.3399 | 0 | 0 | 1495.3399 | 1495.4 | -0.060079
8548 | 86.03 | 0 | 273.21 | 0 | 0 | 0 | 0 | 0 | 0 | 0 | 0 | 1657.47 | 86.03 | 0 | 0 | 0 | 1495.3399 | 0 | 0 | 1495.3399 | 1495.4 | -0.060079
8549 | 86.03 | 0 | 270.78 | 0 | 0 | 0 | 0 | 0 | 0 | 0 | 0 | 1657.47 | 86.03 | 0 | 0 | 0 | 1495.3399 | 0 | 0 | 1495.3399 | 1495.4 | -0.060079
8550 | 86.03 | 0 | 268.34 | 0 | 0 | 0 | 0 | 0 | 0 | 0 | 0 | 1657.47 | 86.03 | 0 | 0 | 0 | 1495.3399 | 0 | 0 | 1495.3399 | 1495.4 | -0.060079
8551 | 86.03 | 0 | 265.91 | 0 | 0 | 0 | 0 | 0 | 0 | 0 | 0 | 1657.47 | 86.03 | 0 | 0 | 0 | 1495.3399 | 0 | 0 | 1495.3399 | 1495.4 | -0.060079
8552 | 86.03 | 0 | 263.47 | 0 | 0 | 0 | 0 | 0 | 0 | 0 | 0 | 1657.47 | 86.03 | 0 | 0 | 0 | 1495.3399 | 0 | 0 | 1495.3399 | 1495.4 | -0.060079
8553 | 90.68 | 0 | 263.89 | 0 | 0 | 0 | 0 | 0 | 0 | 0 | 0 | 1657.47 | 86.03 | 4.64 | 0 | 0 | 1495.3399 | 219.3131 | 4.64 | 1714.653 | 1714.86 | -0.20697
8554 | 96.97 | 0 | 268.16 | 0 | 0 | 0 | 0 | 0 | 0 | 0 | 0 | 1657.47 | 86.03 | 10.93 | 0 | 0 | 1495.3399 | 516.6147 | 10.93 | 2011.9546 | 2012.14 | -0.18537
8555 | 88.05 | 0 | 266.96 | 0 | 0 | 0 | 0 | 0 | 0 | 0 | 0 | 1657.47 | 86.03 | 2.02 | 0 | 0 | 1495.3399 | 95.4768 | 2.02 | 1590.8167 | 1590.9 | -0.083254
8556 | 100 | 0 | 273.1 | 0 | 0 | 0 | 0 | 0 | 0 | 0 | 0 | 1657.47 | 65.93 | 34.07 | 0 | 0 | 1495.3399 | 1610.3443 | 34.07 | 3105.6842 | 3105.94 | -0.2558
8557 | 86.52 | 0 | 270.97 | 0 | 0 | 0 | 0 | 0 | 0 | 0 | 0 | 1657.47 | 86.03 | 0.49 | 0 | 0 | 1495.3399 | 23.1602 | 0.49 | 1518.5001 | 1518.63 | -0.12986
8558 | 88.44 | 0 | 270.01 | 0 | 0 | 0 | 0 | 0 | 0 | 0 | 0 | 1657.47 | 86.03 | 2.41 | 0 | 0 | 1495.3399 | 113.9105 | 2.41 | 1609.2504 | 1609.2 | 0.050391
8559 | 95.48 | 0 | 273.37 | 0 | 0 | 0 | 0 | 0 | 0 | 0 | 0 | 1657.47 | 86.03 | 9.44 | 0 | 0 | 1495.3399 | 446.1887 | 9.44 | 1941.5287 | 1941.82 | -0.29135
8560 | 90.81 | 0 | 273.87 | 0 | 0 | 0 | 0 | 0 | 0 | 0 | 0 | 1657.47 | 86.03 | 4.78 | 0 | 0 | 1495.3399 | 225.9303 | 4.78 | 1721.2702 | 1721.25 | 0.020231
8561 | 86.03 | 0 | 271.43 | 0 | 0 | 0 | 0 | 0 | 0 | 0 | 0 | 1657.47 | 86.03 | 0 | 0 | 0 | 1495.3399 | 0 | 0 | 1495.3399 | 1495.4 | -0.060079
8562 | 86.03 | 0 | 269 | 0 | 0 | 0 | 0 | 0 | 0 | 0 | 0 | 1657.47 | 86.03 | 0 | 0 | 0 | 1495.3399 | 0 | 0 | 1495.3399 | 1495.4 | -0.060079
8563 | 86.03 | 0 | 266.56 | 0 | 0 | 0 | 0 | 0 | 0 | 0 | 0 | 1657.47 | 86.03 | 0 | 0 | 0 | 1495.3399 | 0 | 0 | 1495.3399 | 1495.4 | -0.060079
8564 | 86.03 | 0 | 264.13 | 0 | 0 | 0 | 0 | 0 | 0 | 0 | 0 | 1657.47 | 86.03 | 0 | 0 | 0 | 1495.3399 | 0 | 0 | 1495.3399 | 1495.4 | -0.060079
8565 | 86.03 | 0 | 261.69 | 0 | 0 | 0 | 0 | 0 | 0 | 0 | 0 | 1657.47 | 86.03 | 0 | 0 | 0 | 1495.3399 | 0 | 0 | 1495.3399 | 1495.4 | -0.060079
8566 | 86.03 | 0 | 259.26 | 0 | 0 | 0 | 0 | 0 | 0 | 0 | 0 | 1657.47 | 86.03 | 0 | 0 | 0 | 1495.3399 | 0 | 0 | 1495.3399 | 1495.4 | -0.060079
8567 | 86.03 | 0 | 256.82 | 0 | 0 | 0 | 0 | 0 | 0 | 0 | 0 | 1657.47 | 86.03 | 0 | 0 | 0 | 1495.3399 | 0 | 0 | 1495.3399 | 1495.4 | -0.060079
8568 | 86.03 | 0 | 254.39 | 0 | 0 | 0 | 0 | 0 | 0 | 0 | 0 | 1657.47 | 86.03 | 0 | 0 | 0 | 1495.3399 | 0 | 0 | 1495.3399 | 1495.4 | -0.060079
8569 | 86.03 | 0 | 251.95 | 0 | 0 | 0 | 0 | 0 | 0 | 0 | 0 | 1657.47 | 86.03 | 0 | 0 | 0 | 1495.3399 | 0 | 0 | 1495.3399 | 1495.4 | -0.060079
8570 | 86.03 | 0 | 249.52 | 0 | 0 | 0 | 0 | 0 | 0 | 0 | 0 | 1657.47 | 86.03 | 0 | 0 | 0 | 1495.3399 | 0 | 0 | 1495.3399 | 1495.4 | -0.060079
8571 | 86.03 | 0 | 247.08 | 0 | 0 | 0 | 0 | 0 | 0 | 0 | 0 | 1657.47 | 86.03 | 0 | 0 | 0 | 1495.3399 | 0 | 0 | 1495.3399 | 1495.4 | -0.060079
8572 | 86.03 | 0 | 244.65 | 0 | 0 | 0 | 0 | 0 | 0 | 0 | 0 | 1657.47 | 86.03 | 0 | 0 | 0 | 1495.3399 | 0 | 0 | 1495.3399 | 1495.4 | -0.060079
8573 | 86.03 | 0 | 242.21 | 0 | 0 | 0 | 0 | 0 | 0 | 0 | 0 | 1657.47 | 86.03 | 0 | 0 | 0 | 1495.3399 | 0 | 0 | 1495.3399 | 1495.4 | -0.060079
8574 | 86.03 | 0 | 239.78 | 0 | 0 | 0 | 0 | 0 | 0 | 0 | 0 | 1657.47 | 86.03 | 0 | 0 | 0 | 1495.3399 | 0 | 0 | 1495.3399 | 1495.4 | -0.060079
8575 | 86.03 | 0 | 237.34 | 0 | 0 | 0 | 0 | 0 | 0 | 0 | 0 | 1657.47 | 86.03 | 0 | 0 | 0 | 1495.3399 | 0 | 0 | 1495.3399 | 1495.4 | -0.060079
8576 | 86.03 | 0 | 234.91 | 0 | 0 | 0 | 0 | 0 | 0 | 0 | 0 | 1657.47 | 86.03 | 0 | 0 | 0 | 1495.3399 | 0 | 0 | 1495.3399 | 1495.4 | -0.060079
8577 | 100 | 0 | 241.04 | 0 | 0 | 0 | 0 | 0 | 0 | 0 | 0 | 1657.47 | 22.84 | 77.16 | 0 | 0 | 1495.3399 | 3647.0257 | 77.16 | 5142.3656 | 5142.52 | -0.1544
8578 | 100 | 0 | 247.18 | 0 | 0 | 0 | 0 | 0 | 0 | 0 | 0 | 1657.47 | 0 | 130.26 | 30.26 | 0 | 1495.3399 | 4726.5755 | 100 | 6221.9154 | 6221.98 | -0.064551
8579 | 100 | 0 | 253.32 | 0 | 0 | 0 | 0 | 0 | 0 | 0 | 0 | 1657.47 | 0 | 164.18 | 64.18 | 0 | 1495.3399 | 4726.5755 | 100 | 6221.9154 | 6221.98 | -0.064551
8580 | 100 | 0 | 259.45 | 0 | 0 | 0 | 0 | 0 | 0 | 0 | 0 | 1657.47 | 0 | 181.49 | 81.49 | 0 | 1495.3399 | 4726.5755 | 100 | 6221.9154 | 6221.98 | -0.064551
8581 | 100 | 0 | 265.59 | 0 | 0 | 0 | 0 | 0 | 0 | 0 | 0 | 1657.47 | 0 | 182.58 | 82.58 | 0 | 1495.3399 | 4726.5755 | 100 | 6221.9154 | 6221.98 | -0.064551
8582 | 100 | 0 | 271.73 | 0 | 0 | 0 | 0 | 0 | 0 | 0 | 0 | 1657.47 | 0 | 166.45 | 66.45 | 0 | 1495.3399 | 4726.5755 | 100 | 6221.9154 | 6221.98 | -0.064551
8583 | 100 | 0 | 277.86 | 0 | 0 | 0 | 0 | 0 | 0 | 0 | 0 | 1657.47 | 0 | 137.26 | 37.26 | 0 | 1495.3399 | 4726.5755 | 100 | 6221.9154 | 6221.98 | -0.064551
8584 | 100 | 0 | 284 | 0 | 0 | 0 | 0 | 0 | 0 | 0 | 0 | 1657.47 | 9.78 | 90.22 | 0 | 0 | 1495.3399 | 4264.3164 | 90.22 | 5759.6564 | 5759.81 | -0.15364
8585 | 100 | 0 | 290.13 | 0 | 0 | 0 | 0 | 0 | 0 | 0 | 0 | 1657.47 | 73.99 | 26.01 | 0 | 0 | 1495.3399 | 1229.3823 | 26.01 | 2724.7222 | 2724.6 | 0.12222
8586 | 86.03 | 0 | 287.7 | 0 | 0 | 0 | 0 | 0 | 0 | 0 | 0 | 1657.47 | 86.03 | 0 | 0 | 0 | 1495.3399 | 0 | 0 | 1495.3399 | 1495.4 | -0.060079
8587 | 86.03 | 0 | 285.26 | 0 | 0 | 0 | 0 | 0 | 0 | 0 | 0 | 1657.47 | 86.03 | 0 | 0 | 0 | 1495.3399 | 0 | 0 | 1495.3399 | 1495.4 | -0.060079
8588 | 86.03 | 0 | 282.83 | 0 | 0 | 0 | 0 | 0 | 0 | 0 | 0 | 1657.47 | 86.03 | 0 | 0 | 0 | 1495.3399 | 0 | 0 | 1495.3399 | 1495.4 | -0.060079
8589 | 86.03 | 0 | 280.39 | 0 | 0 | 0 | 0 | 0 | 0 | 0 | 0 | 1657.47 | 86.03 | 0 | 0 | 0 | 1495.3399 | 0 | 0 | 1495.3399 | 1495.4 | -0.060079
8590 | 86.03 | 0 | 277.96 | 0 | 0 | 0 | 0 | 0 | 0 | 0 | 0 | 1657.47 | 86.03 | 0 | 0 | 0 | 1495.3399 | 0 | 0 | 1495.3399 | 1495.4 | -0.060079
8591 | 86.03 | 0 | 275.52 | 0 | 0 | 0 | 0 | 0 | 0 | 0 | 0 | 1657.47 | 86.03 | 0 | 0 | 0 | 1495.3399 | 0 | 0 | 1495.3399 | 1495.4 | -0.060079
8592 | 86.03 | 0 | 273.09 | 0 | 0 | 0 | 0 | 0 | 0 | 0 | 0 | 1657.47 | 86.03 | 0 | 0 | 0 | 1495.3399 | 0 | 0 | 1495.3399 | 1495.4 | -0.060079
8593 | 86.03 | 0 | 270.65 | 0 | 0 | 0 | 0 | 0 | 0 | 0 | 0 | 1657.47 | 86.03 | 0 | 0 | 0 | 1495.3399 | 0 | 0 | 1495.3399 | 1495.4 | -0.060079
8594 | 86.03 | 0 | 268.22 | 0 | 0 | 0 | 0 | 0 | 0 | 0 | 0 | 1657.47 | 86.03 | 0 | 0 | 0 | 1495.3399 | 0 | 0 | 1495.3399 | 1495.4 | -0.060079
8595 | 86.03 | 0 | 265.78 | 0 | 0 | 0 | 0 | 0 | 0 | 0 | 0 | 1657.47 | 86.03 | 0 | 0 | 0 | 1495.3399 | 0 | 0 | 1495.3399 | 1495.4 | -0.060079
8596 | 86.03 | 0 | 263.35 | 0 | 0 | 0 | 0 | 0 | 0 | 0 | 0 | 1657.47 | 86.03 | 0 | 0 | 0 | 1495.3399 | 0 | 0 | 1495.3399 | 1495.4 | -0.060079
8597 | 86.03 | 0 | 260.91 | 0 | 0 | 0 | 0 | 0 | 0 | 0 | 0 | 1657.47 | 86.03 | 0 | 0 | 0 | 1495.3399 | 0 | 0 | 1495.3399 | 1495.4 | -0.060079
8598 | 86.03 | 0 | 258.48 | 0 | 0 | 0 | 0 | 0 | 0 | 0 | 0 | 1657.47 | 86.03 | 0 | 0 | 0 | 1495.3399 | 0 | 0 | 1495.3399 | 1495.4 | -0.060079
8599 | 86.03 | 0 | 256.04 | 0 | 0 | 0 | 0 | 0 | 0 | 0 | 0 | 1657.47 | 86.03 | 0 | 0 | 0 | 1495.3399 | 0 | 0 | 1495.3399 | 1495.4 | -0.060079
8600 | 86.03 | 0 | 253.61 | 0 | 0 | 0 | 0 | 0 | 0 | 0 | 0 | 1657.47 | 86.03 | 0 | 0 | 0 | 1495.3399 | 0 | 0 | 1495.3399 | 1495.4 | -0.060079
8601 | 100 | 0 | 259.75 | 0 | 0 | 0 | 0 | 0 | 0 | 0 | 0 | 1657.47 | 29.47 | 70.53 | 0 | 0 | 1495.3399 | 3333.6537 | 70.53 | 4828.9936 | 4828.87 | 0.12364
8602 | 100 | 0 | 265.88 | 0 | 0 | 0 | 0 | 0 | 0 | 0 | 0 | 1657.47 | 0 | 120.13 | 20.13 | 0 | 1495.3399 | 4726.5755 | 100 | 6221.9154 | 6221.98 | -0.064551
8603 | 100 | 0 | 272.02 | 0 | 0 | 0 | 0 | 0 | 0 | 0 | 0 | 1657.47 | 0 | 134.53 | 34.53 | 0 | 1495.3399 | 4726.5755 | 100 | 6221.9154 | 6221.98 | -0.064551
8604 | 100 | 0 | 278.15 | 0 | 0 | 0 | 0 | 0 | 0 | 0 | 0 | 1657.47 | 0 | 147.89 | 47.89 | 0 | 1495.3399 | 4726.5755 | 100 | 6221.9154 | 6221.98 | -0.064551
8605 | 100 | 0 | 284.29 | 0 | 0 | 0 | 0 | 0 | 0 | 0 | 0 | 1657.47 | 0 | 130.24 | 30.24 | 0 | 1495.3399 | 4726.5755 | 100 | 6221.9154 | 6221.98 | -0.064551
8606 | 100 | 0 | 290.43 | 0 | 0 | 0 | 0 | 0 | 0 | 0 | 0 | 1657.47 | 9.82 | 90.18 | 0 | 0 | 1495.3399 | 4262.4258 | 90.18 | 5757.7657 | 5758.02 | -0.25427
8607 | 100 | 0 | 296.56 | 0 | 0 | 0 | 0 | 0 | 0 | 0 | 0 | 1657.47 | 29.2 | 70.8 | 0 | 0 | 1495.3399 | 3346.4155 | 70.8 | 4841.7554 | 4841.82 | -0.064605
8608 | 100 | 0 | 302.7 | 0 | 0 | 0 | 0 | 0 | 0 | 0 | 0 | 1657.47 | 56.4 | 43.6 | 0 | 0 | 1495.3399 | 2060.7869 | 43.6 | 3556.1269 | 3556.38 | -0.25315
8609 | 93.49 | 0 | 304.84 | 0 | 0 | 0 | 0 | 0 | 0 | 0 | 0 | 1657.47 | 86.03 | 7.45 | 0 | 0 | 1495.3399 | 352.1299 | 7.45 | 1847.4698 | 1847.66 | -0.1902
8610 | 86.03 | 0 | 302.4 | 0 | 0 | 0 | 0 | 0 | 0 | 0 | 0 | 1657.47 | 86.03 | 0 | 0 | 0 | 1495.3399 | 0 | 0 | 1495.3399 | 1495.4 | -0.060079
8611 | 86.03 | 0 | 299.97 | 0 | 0 | 0 | 0 | 0 | 0 | 0 | 0 | 1657.47 | 86.03 | 0 | 0 | 0 | 1495.3399 | 0 | 0 | 1495.3399 | 1495.4 | -0.060079
8612 | 86.03 | 0 | 297.53 | 0 | 0 | 0 | 0 | 0 | 0 | 0 | 0 | 1657.47 | 86.03 | 0 | 0 | 0 | 1495.3399 | 0 | 0 | 1495.3399 | 1495.4 | -0.060079
8613 | 86.03 | 0 | 295.1 | 0 | 0 | 0 | 0 | 0 | 0 | 0 | 0 | 1657.47 | 86.03 | 0 | 0 | 0 | 1495.3399 | 0 | 0 | 1495.3399 | 1495.4 | -0.060079
8614 | 86.03 | 0 | 292.66 | 0 | 0 | 0 | 0 | 0 | 0 | 0 | 0 | 1657.47 | 86.03 | 0 | 0 | 0 | 1495.3399 | 0 | 0 | 1495.3399 | 1495.4 | -0.060079
8615 | 86.03 | 0 | 290.23 | 0 | 0 | 0 | 0 | 0 | 0 | 0 | 0 | 1657.47 | 86.03 | 0 | 0 | 0 | 1495.3399 | 0 | 0 | 1495.3399 | 1495.4 | -0.060079
8616 | 86.03 | 0 | 287.79 | 0 | 0 | 0 | 0 | 0 | 0 | 0 | 0 | 1657.47 | 86.03 | 0 | 0 | 0 | 1495.3399 | 0 | 0 | 1495.3399 | 1495.4 | -0.060079
8617 | 86.03 | 0 | 285.36 | 0 | 0 | 0 | 0 | 0 | 0 | 0 | 0 | 1657.47 | 86.03 | 0 | 0 | 0 | 1495.3399 | 0 | 0 | 1495.3399 | 1495.4 | -0.060079
8618 | 86.03 | 0 | 282.92 | 0 | 0 | 0 | 0 | 0 | 0 | 0 | 0 | 1657.47 | 86.03 | 0 | 0 | 0 | 1495.3399 | 0 | 0 | 1495.3399 | 1495.4 | -0.060079
8619 | 86.03 | 0 | 280.49 | 0 | 0 | 0 | 0 | 0 | 0 | 0 | 0 | 1657.47 | 86.03 | 0 | 0 | 0 | 1495.3399 | 0 | 0 | 1495.3399 | 1495.4 | -0.060079
8620 | 86.03 | 0 | 278.05 | 0 | 0 | 0 | 0 | 0 | 0 | 0 | 0 | 1657.47 | 86.03 | 0 | 0 | 0 | 1495.3399 | 0 | 0 | 1495.3399 | 1495.4 | -0.060079
8621 | 86.03 | 0 | 275.62 | 0 | 0 | 0 | 0 | 0 | 0 | 0 | 0 | 1657.47 | 86.03 | 0 | 0 | 0 | 1495.3399 | 0 | 0 | 1495.3399 | 1495.4 | -0.060079
8622 | 86.03 | 0 | 273.18 | 0 | 0 | 0 | 0 | 0 | 0 | 0 | 0 | 1657.47 | 86.03 | 0 | 0 | 0 | 1495.3399 | 0 | 0 | 1495.3399 | 1495.4 | -0.060079
8623 | 86.03 | 0 | 270.75 | 0 | 0 | 0 | 0 | 0 | 0 | 0 | 0 | 1657.47 | 86.03 | 0 | 0 | 0 | 1495.3399 | 0 | 0 | 1495.3399 | 1495.4 | -0.060079
8624 | 86.03 | 0 | 268.31 | 0 | 0 | 0 | 0 | 0 | 0 | 0 | 0 | 1657.47 | 86.03 | 0 | 0 | 0 | 1495.3399 | 0 | 0 | 1495.3399 | 1495.4 | -0.060079
8625 | 100 | 0 | 274.45 | 0 | 0 | 0 | 0 | 0 | 0 | 0 | 0 | 1657.47 | 23.21 | 76.79 | 0 | 0 | 1495.3399 | 3629.5373 | 76.79 | 5124.8773 | 5124.85 | 0.027269
8626 | 100 | 0 | 280.59 | 0 | 0 | 0 | 0 | 0 | 0 | 0 | 0 | 1657.47 | 0 | 129.18 | 29.18 | 0 | 1495.3399 | 4726.5755 | 100 | 6221.9154 | 6221.98 | -0.064551
8627 | 100 | 0 | 286.72 | 0 | 0 | 0 | 0 | 0 | 0 | 0 | 0 | 1657.47 | 0 | 161.78 | 61.78 | 0 | 1495.3399 | 4726.5755 | 100 | 6221.9154 | 6221.98 | -0.064551
8628 | 100 | 0 | 292.86 | 0 | 0 | 0 | 0 | 0 | 0 | 0 | 0 | 1657.47 | 0 | 175.72 | 75.72 | 0 | 1495.3399 | 4726.5755 | 100 | 6221.9154 | 6221.98 | -0.064551
8629 | 100 | 0 | 298.99 | 0 | 0 | 0 | 0 | 0 | 0 | 0 | 0 | 1657.47 | 0 | 177.04 | 77.04 | 0 | 1495.3399 | 4726.5755 | 100 | 6221.9154 | 6221.98 | -0.064551
8630 | 100 | 0 | 305.13 | 0 | 0 | 0 | 0 | 0 | 0 | 0 | 0 | 1657.47 | 0 | 163.74 | 63.74 | 0 | 1495.3399 | 4726.5755 | 100 | 6221.9154 | 6221.98 | -0.064551
8631 | 100 | 0 | 311.27 | 0 | 0 | 0 | 0 | 0 | 0 | 0 | 0 | 1657.47 | 0 | 136.47 | 36.47 | 0 | 1495.3399 | 4726.5755 | 100 | 6221.9154 | 6221.98 | -0.064551
8632 | 100 | 0 | 317.4 | 0 | 0 | 0 | 0 | 0 | 0 | 0 | 0 | 1657.47 | 8.81 | 91.19 | 0 | 0 | 1495.3399 | 4310.1642 | 91.19 | 5805.5041 | 5805.76 | -0.25586
8633 | 100 | 0 | 323.54 | 0 | 0 | 0 | 0 | 0 | 0 | 0 | 0 | 1657.47 | 72.35 | 27.65 | 0 | 0 | 1495.3399 | 1306.8981 | 27.65 | 2802.2381 | 2802.3 | -0.061946
8634 | 86.03 | 0 | 321.1 | 0 | 0 | 0 | 0 | 0 | 0 | 0 | 0 | 1657.47 | 86.03 | 0 | 0 | 0 | 1495.3399 | 0 | 0 | 1495.3399 | 1495.4 | -0.060079
8635 | 86.03 | 0 | 318.67 | 0 | 0 | 0 | 0 | 0 | 0 | 0 | 0 | 1657.47 | 86.03 | 0 | 0 | 0 | 1495.3399 | 0 | 0 | 1495.3399 | 1495.4 | -0.060079
8636 | 86.03 | 0 | 316.23 | 0 | 0 | 0 | 0 | 0 | 0 | 0 | 0 | 1657.47 | 86.03 | 0 | 0 | 0 | 1495.3399 | 0 | 0 | 1495.3399 | 1495.4 | -0.060079
8637 | 86.03 | 0 | 313.8 | 0 | 0 | 0 | 0 | 0 | 0 | 0 | 0 | 1657.47 | 86.03 | 0 | 0 | 0 | 1495.3399 | 0 | 0 | 1495.3399 | 1495.4 | -0.060079
8638 | 86.03 | 0 | 311.36 | 0 | 0 | 0 | 0 | 0 | 0 | 0 | 0 | 1657.47 | 86.03 | 0 | 0 | 0 | 1495.3399 | 0 | 0 | 1495.3399 | 1495.4 | -0.060079
8639 | 86.03 | 0 | 308.93 | 0 | 0 | 0 | 0 | 0 | 0 | 0 | 0 | 1657.47 | 86.03 | 0 | 0 | 0 | 1495.3399 | 0 | 0 | 1495.3399 | 1495.4 | -0.060079
8640 | 86.03 | 0 | 306.49 | 0 | 0 | 0 | 0 | 0 | 0 | 0 | 0 | 1657.47 | 86.03 | 0 | 0 | 0 | 1495.3399 | 0 | 0 | 1495.3399 | 1495.4 | -0.060079
8641 | 86.03 | 0 | 304.06 | 0 | 0 | 0 | 0 | 0 | 0 | 0 | 0 | 1657.47 | 86.03 | 0 | 0 | 0 | 1495.3399 | 0 | 0 | 1495.3399 | 1495.4 | -0.060079
8642 | 86.03 | 0 | 301.62 | 0 | 0 | 0 | 0 | 0 | 0 | 0 | 0 | 1657.47 | 86.03 | 0 | 0 | 0 | 1495.3399 | 0 | 0 | 1495.3399 | 1495.4 | -0.060079
8643 | 86.03 | 0 | 299.19 | 0 | 0 | 0 | 0 | 0 | 0 | 0 | 0 | 1657.47 | 86.03 | 0 | 0 | 0 | 1495.3399 | 0 | 0 | 1495.3399 | 1495.4 | -0.060079
8644 | 86.03 | 0 | 296.75 | 0 | 0 | 0 | 0 | 0 | 0 | 0 | 0 | 1657.47 | 86.03 | 0 | 0 | 0 | 1495.3399 | 0 | 0 | 1495.3399 | 1495.4 | -0.060079
8645 | 86.03 | 0 | 294.32 | 0 | 0 | 0 | 0 | 0 | 0 | 0 | 0 | 1657.47 | 86.03 | 0 | 0 | 0 | 1495.3399 | 0 | 0 | 1495.3399 | 1495.4 | -0.060079
8646 | 86.03 | 0 | 291.88 | 0 | 0 | 0 | 0 | 0 | 0 | 0 | 0 | 1657.47 | 86.03 | 0 | 0 | 0 | 1495.3399 | 0 | 0 | 1495.3399 | 1495.4 | -0.060079
8647 | 86.03 | 0 | 289.45 | 0 | 0 | 0 | 0 | 0 | 0 | 0 | 0 | 1657.47 | 86.03 | 0 | 0 | 0 | 1495.3399 | 0 | 0 | 1495.3399 | 1495.4 | -0.060079
8648 | 86.03 | 0 | 287.01 | 0 | 0 | 0 | 0 | 0 | 0 | 0 | 0 | 1657.47 | 86.03 | 0 | 0 | 0 | 1495.3399 | 0 | 0 | 1495.3399 | 1495.4 | -0.060079
8649 | 100 | 0 | 293.15 | 0 | 0 | 0 | 0 | 0 | 0 | 0 | 0 | 1657.47 | 28.68 | 71.32 | 0 | 0 | 1495.3399 | 3370.9937 | 71.32 | 4866.3336 | 4866.21 | 0.12359
8650 | 100 | 0 | 299.29 | 0 | 0 | 0 | 0 | 0 | 0 | 0 | 0 | 1657.47 | 0 | 121.08 | 21.08 | 0 | 1495.3399 | 4726.5755 | 100 | 6221.9154 | 6221.98 | -0.064551
8651 | 100 | 0 | 305.42 | 0 | 0 | 0 | 0 | 0 | 0 | 0 | 0 | 1657.47 | 0 | 153.15 | 53.15 | 0 | 1495.3399 | 4726.5755 | 100 | 6221.9154 | 6221.98 | -0.064551
8652 | 100 | 0 | 311.56 | 0 | 0 | 0 | 0 | 0 | 0 | 0 | 0 | 1657.47 | 0 | 138.62 | 38.62 | 0 | 1495.3399 | 4726.5755 | 100 | 6221.9154 | 6221.98 | -0.064551
8653 | 100 | 0 | 317.7 | 0 | 0 | 0 | 0 | 0 | 0 | 0 | 0 | 1657.47 | 0 | 119.81 | 19.81 | 0 | 1495.3399 | 4726.5755 | 100 | 6221.9154 | 6221.98 | -0.064551
8654 | 100 | 0 | 323.83 | 0 | 0 | 0 | 0 | 0 | 0 | 0 | 0 | 1657.47 | 0 | 154.58 | 54.58 | 0 | 1495.3399 | 4726.5755 | 100 | 6221.9154 | 6221.98 | -0.064551
8655 | 100 | 0 | 329.97 | 0 | 0 | 0 | 0 | 0 | 0 | 0 | 0 | 1657.47 | 20.06 | 79.94 | 0 | 0 | 1495.3399 | 3778.4245 | 79.94 | 5273.7644 | 5273.83 | -0.065602
8656 | 100 | 0 | 336.1 | 0 | 0 | 0 | 0 | 0 | 0 | 0 | 0 | 1657.47 | 16.55 | 83.45 | 0 | 0 | 1495.3399 | 3944.3273 | 83.45 | 5439.6672 | 5439.64 | 0.027199
8657 | 100 | 0 | 342.24 | 0 | 0 | 0 | 0 | 0 | 0 | 0 | 0 | 1657.47 | 77.57 | 22.43 | 0 | 0 | 1495.3399 | 1060.1709 | 22.43 | 2555.5108 | 2555.76 | -0.24919
8658 | 86.03 | 0 | 339.81 | 0 | 0 | 0 | 0 | 0 | 0 | 0 | 0 | 1657.47 | 86.03 | 0 | 0 | 0 | 1495.3399 | 0 | 0 | 1495.3399 | 1495.4 | -0.060079
8659 | 86.03 | 0 | 337.37 | 0 | 0 | 0 | 0 | 0 | 0 | 0 | 0 | 1657.47 | 86.03 | 0 | 0 | 0 | 1495.3399 | 0 | 0 | 1495.3399 | 1495.4 | -0.060079
8660 | 86.03 | 0 | 334.94 | 0 | 0 | 0 | 0 | 0 | 0 | 0 | 0 | 1657.47 | 86.03 | 0 | 0 | 0 | 1495.3399 | 0 | 0 | 1495.3399 | 1495.4 | -0.060079
8661 | 86.03 | 0 | 332.5 | 0 | 0 | 0 | 0 | 0 | 0 | 0 | 0 | 1657.47 | 86.03 | 0 | 0 | 0 | 1495.3399 | 0 | 0 | 1495.3399 | 1495.4 | -0.060079
8662 | 86.03 | 0 | 330.07 | 0 | 0 | 0 | 0 | 0 | 0 | 0 | 0 | 1657.47 | 86.03 | 0 | 0 | 0 | 1495.3399 | 0 | 0 | 1495.3399 | 1495.4 | -0.060079
8663 | 86.03 | 0 | 327.63 | 0 | 0 | 0 | 0 | 0 | 0 | 0 | 0 | 1657.47 | 86.03 | 0 | 0 | 0 | 1495.3399 | 0 | 0 | 1495.3399 | 1495.4 | -0.060079
8664 | 86.03 | 0 | 325.2 | 0 | 0 | 0 | 0 | 0 | 0 | 0 | 0 | 1657.47 | 86.03 | 0 | 0 | 0 | 1495.3399 | 0 | 0 | 1495.3399 | 1495.4 | -0.060079
8665 | 86.03 | 0 | 322.76 | 0 | 0 | 0 | 0 | 0 | 0 | 0 | 0 | 1657.47 | 86.03 | 0 | 0 | 0 | 1495.3399 | 0 | 0 | 1495.3399 | 1495.4 | -0.060079
8666 | 86.03 | 0 | 320.33 | 0 | 0 | 0 | 0 | 0 | 0 | 0 | 0 | 1657.47 | 86.03 | 0 | 0 | 0 | 1495.3399 | 0 | 0 | 1495.3399 | 1495.4 | -0.060079
8667 | 86.03 | 0 | 317.89 | 0 | 0 | 0 | 0 | 0 | 0 | 0 | 0 | 1657.47 | 86.03 | 0 | 0 | 0 | 1495.3399 | 0 | 0 | 1495.3399 | 1495.4 | -0.060079
8668 | 86.03 | 0 | 315.46 | 0 | 0 | 0 | 0 | 0 | 0 | 0 | 0 | 1657.47 | 86.03 | 0 | 0 | 0 | 1495.3399 | 0 | 0 | 1495.3399 | 1495.4 | -0.060079
8669 | 86.03 | 0 | 313.02 | 0 | 0 | 0 | 0 | 0 | 0 | 0 | 0 | 1657.47 | 86.03 | 0 | 0 | 0 | 1495.3399 | 0 | 0 | 1495.3399 | 1495.4 | -0.060079
8670 | 86.03 | 0 | 310.59 | 0 | 0 | 0 | 0 | 0 | 0 | 0 | 0 | 1657.47 | 86.03 | 0 | 0 | 0 | 1495.3399 | 0 | 0 | 1495.3399 | 1495.4 | -0.060079
8671 | 86.03 | 0 | 308.15 | 0 | 0 | 0 | 0 | 0 | 0 | 0 | 0 | 1657.47 | 86.03 | 0 | 0 | 0 | 1495.3399 | 0 | 0 | 1495.3399 | 1495.4 | -0.060079
8672 | 86.03 | 0 | 305.72 | 0 | 0 | 0 | 0 | 0 | 0 | 0 | 0 | 1657.47 | 86.03 | 0 | 0 | 0 | 1495.3399 | 0 | 0 | 1495.3399 | 1495.4 | -0.060079
8673 | 100 | 0 | 311.85 | 0 | 0 | 0 | 0 | 0 | 0 | 0 | 0 | 1657.47 | 24.55 | 75.45 | 0 | 0 | 1495.3399 | 3566.2012 | 75.45 | 5061.5412 | 5061.6 | -0.058843
8674 | 100 | 0 | 317.99 | 0 | 0 | 0 | 0 | 0 | 0 | 0 | 0 | 1657.47 | 0 | 126.9 | 26.9 | 0 | 1495.3399 | 4726.5755 | 100 | 6221.9154 | 6221.98 | -0.064551
8675 | 100 | 0 | 324.12 | 0 | 0 | 0 | 0 | 0 | 0 | 0 | 0 | 1657.47 | 0 | 158.44 | 58.44 | 0 | 1495.3399 | 4726.5755 | 100 | 6221.9154 | 6221.98 | -0.064551
8676 | 100 | 0 | 330.26 | 0 | 0 | 0 | 0 | 0 | 0 | 0 | 0 | 1657.47 | 0 | 175 | 75 | 0 | 1495.3399 | 4726.5755 | 100 | 6221.9154 | 6221.98 | -0.064551
8677 | 100 | 0 | 336.4 | 0 | 0 | 0 | 0 | 0 | 0 | 0 | 0 | 1657.47 | 0 | 176.17 | 76.17 | 0 | 1495.3399 | 4726.5755 | 100 | 6221.9154 | 6221.98 | -0.064551
8678 | 100 | 0 | 342.53 | 0 | 0 | 0 | 0 | 0 | 0 | 0 | 0 | 1657.47 | 0 | 161.27 | 61.27 | 0 | 1495.3399 | 4726.5755 | 100 | 6221.9154 | 6221.98 | -0.064551
8679 | 100 | 0 | 348.67 | 0 | 0 | 0 | 0 | 0 | 0 | 0 | 0 | 1657.47 | 0 | 134.06 | 34.06 | 0 | 1495.3399 | 4726.5755 | 100 | 6221.9154 | 6221.98 | -0.064551
8680 | 100 | 0 | 354.81 | 0 | 0 | 0 | 0 | 0 | 0 | 0 | 0 | 1657.47 | 9.35 | 90.65 | 0 | 0 | 1495.3399 | 4284.6407 | 90.65 | 5779.9806 | 5779.95 | 0.030637
8681 | 100 | 0 | 360.94 | 0 | 0 | 0 | 0 | 0 | 0 | 0 | 0 | 1657.47 | 70.47 | 29.53 | 0 | 0 | 1495.3399 | 1395.7578 | 29.53 | 2891.0977 | 2891.26 | -0.16233
8682 | 86.03 | 0 | 358.51 | 0 | 0 | 0 | 0 | 0 | 0 | 0 | 0 | 1657.47 | 86.03 | 0 | 0 | 0 | 1495.3399 | 0 | 0 | 1495.3399 | 1495.4 | -0.060079
8683 | 86.03 | 0 | 356.07 | 0 | 0 | 0 | 0 | 0 | 0 | 0 | 0 | 1657.47 | 86.03 | 0 | 0 | 0 | 1495.3399 | 0 | 0 | 1495.3399 | 1495.4 | -0.060079
8684 | 86.03 | 0 | 353.64 | 0 | 0 | 0 | 0 | 0 | 0 | 0 | 0 | 1657.47 | 86.03 | 0 | 0 | 0 | 1495.3399 | 0 | 0 | 1495.3399 | 1495.4 | -0.060079
8685 | 86.03 | 0 | 351.2 | 0 | 0 | 0 | 0 | 0 | 0 | 0 | 0 | 1657.47 | 86.03 | 0 | 0 | 0 | 1495.3399 | 0 | 0 | 1495.3399 | 1495.4 | -0.060079
8686 | 86.03 | 0 | 348.77 | 0 | 0 | 0 | 0 | 0 | 0 | 0 | 0 | 1657.47 | 86.03 | 0 | 0 | 0 | 1495.3399 | 0 | 0 | 1495.3399 | 1495.4 | -0.060079
8687 | 86.03 | 0 | 346.33 | 0 | 0 | 0 | 0 | 0 | 0 | 0 | 0 | 1657.47 | 86.03 | 0 | 0 | 0 | 1495.3399 | 0 | 0 | 1495.3399 | 1495.4 | -0.060079
8688 | 86.03 | 0 | 343.9 | 0 | 0 | 0 | 0 | 0 | 0 | 0 | 0 | 1657.47 | 86.03 | 0 | 0 | 0 | 1495.3399 | 0 | 0 | 1495.3399 | 1495.4 | -0.060079
8689 | 86.03 | 0 | 341.46 | 0 | 0 | 0 | 0 | 0 | 0 | 0 | 0 | 1657.47 | 86.03 | 0 | 0 | 0 | 1495.3399 | 0 | 0 | 1495.3399 | 1495.4 | -0.060079
8690 | 86.03 | 0 | 339.03 | 0 | 0 | 0 | 0 | 0 | 0 | 0 | 0 | 1657.47 | 86.03 | 0 | 0 | 0 | 1495.3399 | 0 | 0 | 1495.3399 | 1495.4 | -0.060079
8691 | 86.03 | 0 | 336.59 | 0 | 0 | 0 | 0 | 0 | 0 | 0 | 0 | 1657.47 | 86.03 | 0 | 0 | 0 | 1495.3399 | 0 | 0 | 1495.3399 | 1495.4 | -0.060079
8692 | 86.03 | 0 | 334.16 | 0 | 0 | 0 | 0 | 0 | 0 | 0 | 0 | 1657.47 | 86.03 | 0 | 0 | 0 | 1495.3399 | 0 | 0 | 1495.3399 | 1495.4 | -0.060079
8693 | 86.03 | 0 | 331.72 | 0 | 0 | 0 | 0 | 0 | 0 | 0 | 0 | 1657.47 | 86.03 | 0 | 0 | 0 | 1495.3399 | 0 | 0 | 1495.3399 | 1495.4 | -0.060079
8694 | 86.03 | 0 | 329.29 | 0 | 0 | 0 | 0 | 0 | 0 | 0 | 0 | 1657.47 | 86.03 | 0 | 0 | 0 | 1495.3399 | 0 | 0 | 1495.3399 | 1495.4 | -0.060079
8695 | 86.03 | 0 | 326.85 | 0 | 0 | 0 | 0 | 0 | 0 | 0 | 0 | 1657.47 | 86.03 | 0 | 0 | 0 | 1495.3399 | 0 | 0 | 1495.3399 | 1495.4 | -0.060079
8696 | 86.03 | 0 | 324.42 | 0 | 0 | 0 | 0 | 0 | 0 | 0 | 0 | 1657.47 | 86.03 | 0 | 0 | 0 | 1495.3399 | 0 | 0 | 1495.3399 | 1495.4 | -0.060079
8697 | 100 | 0 | 330.55 | 0 | 0 | 0 | 0 | 0 | 0 | 0 | 0 | 1657.47 | 28.16 | 71.84 | 0 | 0 | 1495.3399 | 3395.5719 | 71.84 | 4890.9118 | 4891.07 | -0.15822
8698 | 100 | 0 | 336.69 | 0 | 0 | 0 | 0 | 0 | 0 | 0 | 0 | 1657.47 | 0 | 123.46 | 23.46 | 0 | 1495.3399 | 4726.5755 | 100 | 6221.9154 | 6221.98 | -0.064551
8699 | 100 | 0 | 342.83 | 0 | 0 | 0 | 0 | 0 | 0 | 0 | 0 | 1657.47 | 0 | 154.95 | 54.95 | 0 | 1495.3399 | 4726.5755 | 100 | 6221.9154 | 6221.98 | -0.064551
8700 | 100 | 0 | 348.96 | 0 | 0 | 0 | 0 | 0 | 0 | 0 | 0 | 1657.47 | 0 | 172.02 | 72.02 | 0 | 1495.3399 | 4726.5755 | 100 | 6221.9154 | 6221.98 | -0.064551
8701 | 100 | 0 | 355.1 | 0 | 0 | 0 | 0 | 0 | 0 | 0 | 0 | 1657.47 | 0 | 173.68 | 73.68 | 0 | 1495.3399 | 4726.5755 | 100 | 6221.9154 | 6221.98 | -0.064551
8702 | 100 | 0 | 361.23 | 0 | 0 | 0 | 0 | 0 | 0 | 0 | 0 | 1657.47 | 0 | 161.26 | 61.26 | 0 | 1495.3399 | 4726.5755 | 100 | 6221.9154 | 6221.98 | -0.064551
8703 | 100 | 0 | 367.37 | 0 | 0 | 0 | 0 | 0 | 0 | 0 | 0 | 1657.47 | 0 | 132.51 | 32.51 | 0 | 1495.3399 | 4726.5755 | 100 | 6221.9154 | 6221.98 | -0.064551
8704 | 100 | 0 | 373.51 | 0 | 0 | 0 | 0 | 0 | 0 | 0 | 0 | 1657.47 | 10.76 | 89.24 | 0 | 0 | 1495.3399 | 4217.996 | 89.24 | 5713.3359 | 5713.4 | -0.064078
8705 | 100 | 0 | 379.64 | 0 | 0 | 0 | 0 | 0 | 0 | 0 | 0 | 1657.47 | 71.54 | 28.46 | 0 | 0 | 1495.3399 | 1345.1834 | 28.46 | 2840.5233 | 2840.4 | 0.12332
8706 | 86.03 | 0 | 377.21 | 0 | 0 | 0 | 0 | 0 | 0 | 0 | 0 | 1657.47 | 86.03 | 0 | 0 | 0 | 1495.3399 | 0 | 0 | 1495.3399 | 1495.4 | -0.060079
8707 | 86.03 | 0 | 374.77 | 0 | 0 | 0 | 0 | 0 | 0 | 0 | 0 | 1657.47 | 86.03 | 0 | 0 | 0 | 1495.3399 | 0 | 0 | 1495.3399 | 1495.4 | -0.060079
8708 | 86.03 | 0 | 372.34 | 0 | 0 | 0 | 0 | 0 | 0 | 0 | 0 | 1657.47 | 86.03 | 0 | 0 | 0 | 1495.3399 | 0 | 0 | 1495.3399 | 1495.4 | -0.060079
8709 | 86.03 | 0 | 369.9 | 0 | 0 | 0 | 0 | 0 | 0 | 0 | 0 | 1657.47 | 86.03 | 0 | 0 | 0 | 1495.3399 | 0 | 0 | 1495.3399 | 1495.4 | -0.060079
8710 | 86.03 | 0 | 367.47 | 0 | 0 | 0 | 0 | 0 | 0 | 0 | 0 | 1657.47 | 86.03 | 0 | 0 | 0 | 1495.3399 | 0 | 0 | 1495.3399 | 1495.4 | -0.060079
8711 | 86.03 | 0 | 365.03 | 0 | 0 | 0 | 0 | 0 | 0 | 0 | 0 | 1657.47 | 86.03 | 0 | 0 | 0 | 1495.3399 | 0 | 0 | 1495.3399 | 1495.4 | -0.060079
8712 | 86.03 | 0 | 362.6 | 0 | 0 | 0 | 0 | 0 | 0 | 0 | 0 | 1657.47 | 86.03 | 0 | 0 | 0 | 1495.3399 | 0 | 0 | 1495.3399 | 1495.4 | -0.060079
8713 | 86.03 | 0 | 360.16 | 0 | 0 | 0 | 0 | 0 | 0 | 0 | 0 | 1657.47 | 86.03 | 0 | 0 | 0 | 1495.3399 | 0 | 0 | 1495.3399 | 1495.4 | -0.060079
8714 | 86.03 | 0 | 357.73 | 0 | 0 | 0 | 0 | 0 | 0 | 0 | 0 | 1657.47 | 86.03 | 0 | 0 | 0 | 1495.3399 | 0 | 0 | 1495.3399 | 1495.4 | -0.060079
8715 | 86.03 | 0 | 355.29 | 0 | 0 | 0 | 0 | 0 | 0 | 0 | 0 | 1657.47 | 86.03 | 0 | 0 | 0 | 1495.3399 | 0 | 0 | 1495.3399 | 1495.4 | -0.060079
8716 | 86.03 | 0 | 352.86 | 0 | 0 | 0 | 0 | 0 | 0 | 0 | 0 | 1657.47 | 86.03 | 0 | 0 | 0 | 1495.3399 | 0 | 0 | 1495.3399 | 1495.4 | -0.060079
8717 | 86.03 | 0 | 350.42 | 0 | 0 | 0 | 0 | 0 | 0 | 0 | 0 | 1657.47 | 86.03 | 0 | 0 | 0 | 1495.3399 | 0 | 0 | 1495.3399 | 1495.4 | -0.060079
8718 | 86.03 | 0 | 347.99 | 0 | 0 | 0 | 0 | 0 | 0 | 0 | 0 | 1657.47 | 86.03 | 0 | 0 | 0 | 1495.3399 | 0 | 0 | 1495.3399 | 1495.4 | -0.060079
8719 | 86.03 | 0 | 345.55 | 0 | 0 | 0 | 0 | 0 | 0 | 0 | 0 | 1657.47 | 86.03 | 0 | 0 | 0 | 1495.3399 | 0 | 0 | 1495.3399 | 1495.4 | -0.060079
8720 | 86.03 | 0 | 343.12 | 0 | 0 | 0 | 0 | 0 | 0 | 0 | 0 | 1657.47 | 86.03 | 0 | 0 | 0 | 1495.3399 | 0 | 0 | 1495.3399 | 1495.4 | -0.060079
8721 | 100 | 0 | 349.25 | 0 | 0 | 0 | 0 | 0 | 0 | 0 | 0 | 1657.47 | 30.39 | 69.61 | 0 | 0 | 1495.3399 | 3290.1692 | 69.61 | 4785.5091 | 4785.76 | -0.25085
8722 | 100 | 0 | 355.39 | 0 | 0 | 0 | 0 | 0 | 0 | 0 | 0 | 1657.47 | 0 | 119.4 | 19.4 | 0 | 1495.3399 | 4726.5755 | 100 | 6221.9154 | 6221.98 | -0.064551
8723 | 100 | 0 | 361.53 | 0 | 0 | 0 | 0 | 0 | 0 | 0 | 0 | 1657.47 | 0 | 154.25 | 54.25 | 0 | 1495.3399 | 4726.5755 | 100 | 6221.9154 | 6221.98 | -0.064551
8724 | 100 | 0 | 367.66 | 0 | 0 | 0 | 0 | 0 | 0 | 0 | 0 | 1657.47 | 0 | 170.67 | 70.67 | 0 | 1495.3399 | 4726.5755 | 100 | 6221.9154 | 6221.98 | -0.064551
8725 | 100 | 0 | 373.8 | 0 | 0 | 0 | 0 | 0 | 0 | 0 | 0 | 1657.47 | 0 | 172.34 | 72.34 | 0 | 1495.3399 | 4726.5755 | 100 | 6221.9154 | 6221.98 | -0.064551
8726 | 100 | 0 | 379.94 | 0 | 0 | 0 | 0 | 0 | 0 | 0 | 0 | 1657.47 | 0 | 158 | 58 | 0 | 1495.3399 | 4726.5755 | 100 | 6221.9154 | 6221.98 | -0.064551
8727 | 100 | 0 | 386.07 | 0 | 0 | 0 | 0 | 0 | 0 | 0 | 0 | 1657.47 | 0 | 128.04 | 28.04 | 0 | 1495.3399 | 4726.5755 | 100 | 6221.9154 | 6221.98 | -0.064551
8728 | 100 | 0 | 392.21 | 0 | 0 | 0 | 0 | 0 | 0 | 0 | 0 | 1657.47 | 14.97 | 85.03 | 0 | 0 | 1495.3399 | 4019.0072 | 85.03 | 5514.3471 | 5514.32 | 0.027092
8729 | 100 | 0 | 398.34 | 0 | 0 | 0 | 0 | 0 | 0 | 0 | 0 | 1657.47 | 73.73 | 26.27 | 0 | 0 | 1495.3399 | 1241.6714 | 26.27 | 2737.0113 | 2737.17 | -0.15869
8730 | 86.03 | 0 | 395.91 | 0 | 0 | 0 | 0 | 0 | 0 | 0 | 0 | 1657.47 | 86.03 | 0 | 0 | 0 | 1495.3399 | 0 | 0 | 1495.3399 | 1495.4 | -0.060079
8731 | 86.03 | 0 | 393.47 | 0 | 0 | 0 | 0 | 0 | 0 | 0 | 0 | 1657.47 | 86.03 | 0 | 0 | 0 | 1495.3399 | 0 | 0 | 1495.3399 | 1495.4 | -0.060079
8732 | 86.03 | 0 | 391.04 | 0 | 0 | 0 | 0 | 0 | 0 | 0 | 0 | 1657.47 | 86.03 | 0 | 0 | 0 | 1495.3399 | 0 | 0 | 1495.3399 | 1495.4 | -0.060079
8733 | 86.03 | 0 | 388.6 | 0 | 0 | 0 | 0 | 0 | 0 | 0 | 0 | 1657.47 | 86.03 | 0 | 0 | 0 | 1495.3399 | 0 | 0 | 1495.3399 | 1495.4 | -0.060079
8734 | 86.03 | 0 | 386.17 | 0 | 0 | 0 | 0 | 0 | 0 | 0 | 0 | 1657.47 | 86.03 | 0 | 0 | 0 | 1495.3399 | 0 | 0 | 1495.3399 | 1495.4 | -0.060079
8735 | 86.03 | 0 | 383.73 | 0 | 0 | 0 | 0 | 0 | 0 | 0 | 0 | 1657.47 | 86.03 | 0 | 0 | 0 | 1495.3399 | 0 | 0 | 1495.3399 | 1495.4 | -0.060079
8736 | 86.03 | 0 | 381.3 | 0 | 0 | 0 | 0 | 0 | 0 | 0 | 0 | 1657.47 | 86.03 | 0 | 0 | 0 | 1495.3399 | 0 | 0 | 1495.3399 | 1495.4 | -0.060079
8737 | 86.03 | 0 | 378.86 | 0 | 0 | 0 | 0 | 0 | 0 | 0 | 0 | 1657.47 | 86.03 | 0 | 0 | 0 | 1495.3399 | 0 | 0 | 1495.3399 | 1495.4 | -0.060079
8738 | 86.03 | 0 | 376.43 | 0 | 0 | 0 | 0 | 0 | 0 | 0 | 0 | 1657.47 | 86.03 | 0 | 0 | 0 | 1495.3399 | 0 | 0 | 1495.3399 | 1495.4 | -0.060079
8739 | 86.03 | 0 | 373.99 | 0 | 0 | 0 | 0 | 0 | 0 | 0 | 0 | 1657.47 | 86.03 | 0 | 0 | 0 | 1495.3399 | 0 | 0 | 1495.3399 | 1495.4 | -0.060079
8740 | 86.03 | 0 | 371.56 | 0 | 0 | 0 | 0 | 0 | 0 | 0 | 0 | 1657.47 | 86.03 | 0 | 0 | 0 | 1495.3399 | 0 | 0 | 1495.3399 | 1495.4 | -0.060079
8741 | 86.03 | 0 | 369.12 | 0 | 0 | 0 | 0 | 0 | 0 | 0 | 0 | 1657.47 | 86.03 | 0 | 0 | 0 | 1495.3399 | 0 | 0 | 1495.3399 | 1495.4 | -0.060079
8742 | 86.03 | 0 | 366.69 | 0 | 0 | 0 | 0 | 0 | 0 | 0 | 0 | 1657.47 | 86.03 | 0 | 0 | 0 | 1495.3399 | 0 | 0 | 1495.3399 | 1495.4 | -0.060079
8743 | 86.03 | 0 | 364.25 | 0 | 0 | 0 | 0 | 0 | 0 | 0 | 0 | 1657.47 | 86.03 | 0 | 0 | 0 | 1495.3399 | 0 | 0 | 1495.3399 | 1495.4 | -0.060079
8744 | 86.03 | 0 | 361.82 | 0 | 0 | 0 | 0 | 0 | 0 | 0 | 0 | 1657.47 | 86.03 | 0 | 0 | 0 | 1495.3399 | 0 | 0 | 1495.3399 | 1495.4 | -0.060079
8745 | 100 | 0 | 367.96 | 0 | 0 | 0 | 0 | 0 | 0 | 0 | 0 | 1657.47 | 36.77 | 63.23 | 0 | 0 | 1495.3399 | 2988.6137 | 63.23 | 4483.9536 | 4484.21 | -0.25637
8746 | 100 | 0 | 374.09 | 0 | 0 | 0 | 0 | 0 | 0 | 0 | 0 | 1657.47 | 0 | 115.48 | 15.48 | 0 | 1495.3399 | 4726.5755 | 100 | 6221.9154 | 6221.98 | -0.064551
8747 | 100 | 0 | 380.23 | 0 | 0 | 0 | 0 | 0 | 0 | 0 | 0 | 1657.47 | 0 | 149.38 | 49.38 | 0 | 1495.3399 | 4726.5755 | 100 | 6221.9154 | 6221.98 | -0.064551
8748 | 100 | 0 | 386.36 | 0 | 0 | 0 | 0 | 0 | 0 | 0 | 0 | 1657.47 | 0 | 166.52 | 66.52 | 0 | 1495.3399 | 4726.5755 | 100 | 6221.9154 | 6221.98 | -0.064551
8749 | 100 | 0 | 392.5 | 0 | 0 | 0 | 0 | 0 | 0 | 0 | 0 | 1657.47 | 0 | 167.69 | 67.69 | 0 | 1495.3399 | 4726.5755 | 100 | 6221.9154 | 6221.98 | -0.064551
8750 | 100 | 0 | 398.64 | 0 | 0 | 0 | 0 | 0 | 0 | 0 | 0 | 1657.47 | 0 | 157.97 | 57.97 | 0 | 1495.3399 | 4726.5755 | 100 | 6221.9154 | 6221.98 | -0.064551
8751 | 100 | 0 | 404.77 | 0 | 0 | 0 | 0 | 0 | 0 | 0 | 0 | 1657.47 | 0 | 128.22 | 28.22 | 0 | 1495.3399 | 4726.5755 | 100 | 6221.9154 | 6221.98 | -0.064551
8752 | 100 | 0 | 410.91 | 0 | 0 | 0 | 0 | 0 | 0 | 0 | 0 | 1657.47 | 15.54 | 84.46 | 0 | 0 | 1495.3399 | 3992.0657 | 84.46 | 5487.4056 | 5487.28 | 0.12561
8753 | 100 | 0 | 417.05 | 0 | 0 | 0 | 0 | 0 | 0 | 0 | 0 | 1657.47 | 68.56 | 31.44 | 0 | 0 | 1495.3399 | 1486.0353 | 31.44 | 2981.3753 | 2981.44 | -0.064733
8754 | 86.03 | 0 | 414.61 | 0 | 0 | 0 | 0 | 0 | 0 | 0 | 0 | 1657.47 | 86.03 | 0 | 0 | 0 | 1495.3399 | 0 | 0 | 1495.3399 | 1495.4 | -0.060079
8755 | 86.03 | 0 | 412.18 | 0 | 0 | 0 | 0 | 0 | 0 | 0 | 0 | 1657.47 | 86.03 | 0 | 0 | 0 | 1495.3399 | 0 | 0 | 1495.3399 | 1495.4 | -0.060079
8756 | 86.03 | 0 | 409.74 | 0 | 0 | 0 | 0 | 0 | 0 | 0 | 0 | 1657.47 | 86.03 | 0 | 0 | 0 | 1495.3399 | 0 | 0 | 1495.3399 | 1495.4 | -0.060079
8757 | 86.03 | 0 | 407.31 | 0 | 0 | 0 | 0 | 0 | 0 | 0 | 0 | 1657.47 | 86.03 | 0 | 0 | 0 | 1495.3399 | 0 | 0 | 1495.3399 | 1495.4 | -0.060079
8758 | 86.03 | 0 | 404.87 | 0 | 0 | 0 | 0 | 0 | 0 | 0 | 0 | 1657.47 | 86.03 | 0 | 0 | 0 | 1495.3399 | 0 | 0 | 1495.3399 | 1495.4 | -0.060079
8759 | 86.03 | 0 | 402.44 | 0 | 0 | 0 | 0 | 0 | 0 | 0 | 0 | 1657.47 | 86.03 | 0 | 0 | 0 | 1495.3399 | 0 | 0 | 1495.3399 | 1495.4 | -0.060079
8760 | 86.03 | 0 | 400 | 0 | 0 | 0 | 0 | 0 | 0 | 0 | 0 | 1657.47 | 86.03 | 0 | 0 | 0 | 1495.3399 | 0 | 0 | 1495.3399 | 1495.4 | -0.060079